## Quantum
Компания Nstor: г. Москва, Колодезный пер, д. 3, стр. 4
www.nstor.ru
e-mail: info@nstor.ru
Тел: +7 (495) 374-74-35
Системы резервного копирования Quantum
P/N | Описание | Цена,$
Quantum DXi3500 Disk-Based Backup Systems
DDY35-CDCN-012A | Quantum DXi3500 Disk-based, De-duplication Enabled Backup Appliance, 2TB raw, 1.2TB capacity to protect, iSCSI VTL, NAS Includes one 2U chassis module with rackmount kit, redundant power supplies/fans, dual 2Gb Fibre Channel ports using LC connectors (order Fibre Channel Interface Software Option to activate), dual gigabit Ethernet ports, four 500GB SATA hard drives, two NEMA 5-15P to C13 power cords (power cords with different plugs must be sourced locally by the customer, if required) and library emulation software. Provides 2TB raw, 1.3TB available capacity, 1.2TB capacity to protect and 24TB of average retention capacity at 20:1 de-duplication ratio. Requires 2U rack space. Does not include Ethernet or Fibre Channel cables. Installation and Configuration (SDY3E-NSYN-000x) is optional for NAS configurations and is required for VTL configurations. | 20000
DDY35-CDCN-018A | Quantum DXi3500 Disk-based, De-duplication Enabled Backup Appliance, 3TB raw, 1.8TB capacity to protect, iSCSI VTL, NAS Includes one 2U chassis module with rackmount kit, redundant power supplies/fans, dual 2Gb Fibre Channel ports using LC connectors (order Fibre Channel Interface Software Option to activate), dual gigabit Ethernet ports, four 750GB SATA hard drives, two NEMA 5-15P to C13 power cords (power cords with different plugs must be sourced locally by the customer, if required) and library emulation software. Provides 3TB raw, 2TB available capacity, 1.8TB capacity to protect and 36TB of average retention capacity at 20:1 de-duplication ratio. Requires 2U rack space. Does not include Ethernet or Fibre Channel cables. Installation and Configuration (SDY3E-NSYN-000x) is optional for NAS configurations and is required for VTL configurations. | 30000
DDY35-CDCN-028A | Quantum DXi3500 Disk-based, De-duplication Enabled Backup Appliance, 4TB raw, 2.8TB capacity to protect, iSCSI VTL, NAS Includes one 2U chassis module with rackmount kit, redundant power supplies/fans, dual 2Gb Fibre Channel ports using LC connectors (order Fibre Channel Interface Software Option to activate), dual gigabit Ethernet ports, eight 500GB SATA hard drives, two NEMA 5-15P to C13 power cords (power cords with different plugs must be sourced locally by the customer, if required) and library emulation software. Provides 4TB raw, 3.1TB available capacity, 2.8TB capacity to protect and 56TB of average retention capacity at 20:1 de-duplication ratio. Requires 2U rack space. Does not include Ethernet or Fibre Channel cables. Installation and Configuration (SDY3E-NSYN-000x) is optional for NAS configurations and is required for VTL configurations. | 47600
DDY35-CDCN-042A | Quantum DXi3500 Disk-based, De-duplication Enabled Backup Appliance, 6TB raw, 4.2TB capacity to protect, iSCSI VTL, NAS Includes one 2U chassis module with rackmount kit, redundant power supplies/fans, dual 2Gb Fibre Channel ports using LC connectors (order Fibre Channel Interface Software Option to activate), dual gigabit Ethernet ports, eight 750GB SATA hard drives, two NEMA 5-15P to C13 power cords (power cords with different plugs must be sourced locally by the customer, if required) and library emulation software. Provides 6TB raw, 4.7TB available capacity, 4.2TB capacity to protect and 84TB of average retention capacity at 20:1 de-duplication ratio. Requires 2U rack space. Does not include Ethernet or Fibre Channel cables. Installation and Configuration (SDY3E-NSYN-000x) is optional for NAS configurations and is required for VTL configurations. | 73500
Quantum DXi3500 Options and Accessories
DDY35-AREP-CA0A | Quantum DXi3500 Replication Option (Half Populated) Includes the authorization code for the replication option for a four-drive DXi3500 system. Replication requires licenses on the source and target unit. Must also order replication option warranty uplift or extension. | 5350
DDY35-AREP-CB0A | Quantum DXi3500 Replication Option (Fully Populated) Includes the authorization code for the replication option for an eight-drive DXi3500 system. Replication requires licenses on the source and target unit. Must also order replication option warranty uplift or extension. | 8000
DDY35-UREP-CB0A | Quantum DXi3500 Replication Option, Half Populated to Fully Populated, field upgrade Required when upgrading a DXi3500 with Replication from half to fully populated configuration. | 1210
DDY35-ASFC-CA0A | Quantum DXi3500 Fibre Channel Interface Software Option (Half Populated) Activates the two Fibre Channel ports for a four-drive DXi3500 system. Must also order Fibre Channel option warranty uplift or extension. | 4000
DDY35-ASFC-CB0A | Quantum DXi3500 Fibre Channel Interface Software Option (Fully Populated) Activates the two Fibre Channel ports for a eight-drive DXi3500 system. Must also order Fibre Channel option warranty uplift or extension. | 7188
DDY35-USFC-CB0A | Quantum DXi3500 Fibre Channel Interface Software Option, Half Populated to Fully Populated, field upgrade Required when upgrading a DXi3500 with Fibre Channel from half to fully populated configuration. | 1894
DDY35-UD05-004A | Quantum DXi3500 1.1TB Capacity Upgrade, field upgrade Increases usable capacity of model DDY35-CDCN-012A by 1.1TB, from 1.2TB to 2.3 TB. Maximum one. Cannot be used with any other DX or DXi system. Customer installable. May require DDY35-USFC-CB0A if configured with Fibre Channel and/or DDY35-UREP-CB0A if configured with Replication. | 19031
DDY35-UD07-004A | Quantum DXi3500 1.65TB Capacity Upgrade, field upgrade Increases usable capacity of model DDY35-CDCN-018A by 1.65TB, from 1.8 to 3.45TB. Maximum one. Cannot be used with any other DX or DXi system. Customer installable. May require DDY35-USFC-CB0A if configured with Fibre Channel and/or DDY35-UREP-CB0A if configured with Replication. | 29016
D3KU-CVR-A | Quantum DX3000/DXi3500 locking front cover, field upgrade Includes one locking front cover and two matching keys. To be used to physically secure the hard drives in a DX3000/EDXi3500 system. | 100
RAK-40U-A | Quantum Standalone Rack, 40U One black rack enclosure (19" W x 40U H internal dimensions) for use with DX-Series and other Quantum products. Includes lockable/removable perforated metal front and split rear doors; solid side panels; ventilated top panel; swivel casters; and PEM nuts for equipment mounting. Does not include power supplies, power cords or AC distribution/power strips. Exterior dimensions: 24" (61cm) wide x 78.75" (200cm) high x 39" (100cm) deep. Interior dimensions (maximum equipment size): 19" (48.26cm) wide x 40U 70" (177.8cm) high x 33.5" (85cm) deep. Empty rack weight: 372 lbs (169kg). Maximum static load: 1,500 lbs (860kg). Does not include installation. If installation is desired, order SN-TC-PNx. | 4166
Quantum DXi3500 Installation and Additional Services
SDY3E-NSYN-0001 | Quantum DXi3500 and DXi5500, Installation and Configuration, zone 1 Installation and configuration is optional forDXi3500 NAS configurations, and is required for DXi3500 VTL configurations and all DXi5500 systems. | 4375
SDY35-NSYS-0001 | Quantum DXi3500 System, Installation, zone 1 REPLACED BY SDY3E-NSYN-000x. Installation is optional for NAS configurations and is required for VTL configurations. Last order date 31MAY09. | 1875
Quantum DXi3500 Warranty Extensions
SDY35-ES4A-EW11 | Quantum DXi3500 04/500 System, Extension, annual, zone 1 | 1200
SDY35-ES4C-EW11 | Quantum DXi3500 04/750 System, Extension, annual, zone 1 | 1800
SDY35-ES8A-EW11 | Quantum DXi3500 08/500 System, Extension, annual, zone 1 | 2856
SDY35-ES8C-EW11 | Quantum DXi3500 08/750 System, Extension, annual, zone 1 | 4410
SDY35-EF00-EW11 | Quantum DXi3500 Fibre Channel Option, Extension, annual, zone 1 | 431
SDY35-EREP-EW11 | Quantum DXi3500 Replication Option, Extension, annual, zone 1 | 480
SDY35-ES4A-EW21 | Quantum DXi3500 04/500 System, Extension, two years, zone 1 | 2040
SDY35-ES4C-EW21 | Quantum DXi3500 04/750 System, Extension, two years, zone 1 | 3060
SDY35-ES8A-EW21 | Quantum DXi3500 08/500 System, Extension, two years, zone 1 | 4856
SDY35-ES8C-EW21 | Quantum DXi3500 08/750 System, Extension, two years, zone 1 | 7498
SDY35-EF00-EW21 | Quantum DXi3500 Fibre Channel Option, Extension, two years, zone 1 | 734
SDY35-EREP-EW21 | Quantum DXi3500 Replication Option, Extension, two years, zone 1 | 816
Quantum DXi3500 Warranty Uplifts: Systems
SDY35-LS4A-BL11 | Quantum DXi3500 04/500 System, Bronze Support Plan (5x9xNBD on-site), Uplift, annual, zone 1 | 2000
SDY35-LS4A-SL11 | Quantum DXi3500 04/500 System, Silver Support Plan (5x9x4 on-site), Uplift, annual, zone 1 | 2800
SDY35-LS4A-GL11 | Quantum DXi3500 04/500 System, Gold Support Plan (7x24x4 on-site), Uplift, annual, zone 1 | 3000
SDY35-LS4C-BL11 | Quantum DXi3500 04/750 System, Bronze Support Plan (5x9xNBD on-site), Uplift, annual, zone 1 | 3000
SDY35-LS4C-SL11 | Quantum DXi3500 04/750 System, Silver Support Plan (5x9x4 on-site), Uplift, annual, zone 1 | 4200
SDY35-LS4C-GL11 | Quantum DXi3500 04/750 System, Gold Support Plan (7x24x4 on-site), Uplift, annual, zone 1 | 4500
SDY35-LS8A-BL11 | Quantum DXi3500 08/500 System, Bronze Support Plan (5x9xNBD on-site), Uplift, annual, zone 1 | 4760
SDY35-LS8A-SL11 | Quantum DXi3500 08/500 System, Silver Support Plan (5x9x4 on-site), Uplift, annual, zone 1 | 6664
SDY35-LS8A-GL11 | Quantum DXi3500 08/500 System, Gold Support Plan (7x24x4 on-site), Uplift, annual, zone 1 | 7140
SDY35-LS8C-BL11 | Quantum DXi3500 08/750 System, Bronze Support Plan (5x9xND on-site), Uplift, annual, zone 1 | 7350
SDY35-LS8C-SL11 | Quantum DXi3500 08/750 System, Silver Support Plan (5x9x4 on-site), Uplift, annual, zone 1 | 10290
SDY35-LS8C-GL11 | Quantum DXi3500 08/750 System, Gold Support Plan (7x24x4 on-site), Uplift, annual, zone 1 | 11025
SDY35-LS4A-BL31 | Quantum DXi3500 04/500 System, Bronze Support Plan (5x9xNBD on-site), Uplift, three years, zone 1 | 5100
SDY35-LS4A-SL31 | Quantum DXi3500 04/500 System, Silver Support Plan (5x9x4 on-site), Uplift, three years, zone 1 | 7140
SDY35-LS4A-GL31 | Quantum DXi3500 04/500 System, Gold Support Plan (7x24x4 on-site), Uplift, three years, zone 1 | 7650
SDY35-LS4C-BL31 | Quantum DXi3500 04/750 System, Bronze Support Plan (5x9xNBD on-site), Uplift, three years, zone 1 | 7650
SDY35-LS4C-SL31 | Quantum DXi3500 04/750 System, Silver Support Plan (5x9x4 on-site), Uplift, three years, zone 1 | 10710
SDY35-LS4C-GL31 | Quantum DXi3500 04/750 System, Gold Support Plan (7x24x4 on-site), Uplift, three years, zone 1 | 11475
SDY35-LS8A-BL31 | Quantum DXi3500 08/500 System, Bronze Support Plan (5x9xNBD on-site), Uplift, three years, zone 1 | 12138
SDY35-LS8A-SL31 | Quantum DXi3500 08/500 System, Silver Support Plan (5x9x4 on-site), Uplift, three years, zone 1 | 16993
SDY35-LS8A-GL31 | Quantum DXi3500 08/500 System, Gold Support Plan (7x24x4 on-site), Uplift, three years, zone 1 | 18208
SDY35-LS8C-BL31 | Quantum DXi3500 08/750 System, Bronze Support Plan (5x9xNBD on-site), Uplift, three years, zone 1 | 18743
SDY35-LS8C-SL31 | Quantum DXi3500 08/750 System, Silver Support Plan (5x9x4 on-site), Uplift, three years, zone 1 | 26240
SDY35-LS8C-GL31 | Quantum DXi3500 08/750 System, Gold Support Plan (7x24x4 on-site), Uplift, three years, zone 1 | 28114
Quantum DXi3500 Warranty Uplifts: Replication Option
SDY35-LREP-BL11 | Quantum DXi3500 Replication Option, Bronze Support Plan (5x9xNBD on-site), Uplift, annual, zone 1 | 800
SDY35-LREP-SL11 | Quantum DXi3500 Replication Option, Silver Support Plan (5x9x4 on-site), Uplift, annual, zone 1 | 1120
SDY35-LREP-GL11 | Quantum DXi3500 Replication Option, Gold Support Plan (7x24x4 on-site), Uplift, annual, zone 1 | 1200
SDY35-LREP-BL31 | Quantum DXi3500 Replication Option, Bronze Support Plan (5x9xNBD on-site), Uplift, three years, zone 1 | 2040
SDY35-LREP-SL31 | Quantum DXi3500 Replication Option, Silver Support Plan (5x9x4 on-site), Uplift, three years, zone 1 | 2856
SDY35-LREP-GL31 | Quantum DXi3500 Replication Option, Gold Support Plan (7x24x4 on-site), Uplift, three years, zone 1 | 3060
Quantum DXi3500 Warranty Uplifts: Fibre Channel Option
SDY35-LF00-BL11 | Quantum DXi3500 Fibre Channel Option, Bronze Support Plan (5x9xNBD on-site), Uplift, annual, zone 1 | 719
SDY35-LF00-SL11 | Quantum DXi3500 Fibre Channel Option, Silver Support Plan (5x9x4 on-site), Uplift, annual, zone 1 | 1006
SDY35-LF00-GL11 | Quantum DXi3500 Fibre Channel Option, Gold Support Plan (7x24x4 on-site), Uplift, annual, zone 1 | 1079
SDY35-LF00-BL31 | Quantum DXi3500 Fibre Channel Option, Bronze Support Plan (5x9xNBD on-site), Uplift, three years, zone 1 | 1833
SDY35-LF00-SL31 | Quantum DXi3500 Fibre Channel Option, Silver Support Plan (5x9x4 on-site), Uplift, three years, zone 1 | 2566
SDY35-LF00-GL31 | Quantum DXi3500 Fibre Channel Option, Gold Support Plan (7x24x4 on-site), Uplift, three years, zone 1 | 2751
Quantum DXi3500 Warranty Uplifts: Disk Drive Add-ons
SDY35-LD54-BL11 | Quantum DXi3500 500GB Four-Drive Add-on, field upgrade, Bronze Support Plan (5x9xNBD on-site), Uplift, annual, zone 1 | 1904
SDY35-LD54-SL11 | Quantum DXi3500 500GB Four-Drive Add-on, field upgrade, Silver Support Plan (5x9x4 on-site), Uplift, annual, zone 1 | 2665
SDY35-LD54-GL11 | Quantum DXi3500 500GB Four-Drive Add-on, field upgrade, Gold Support Plan (7x24x4 on-site), Uplift, annual, zone 1 | 2855
SDY35-LD74-BL11 | Quantum DXi3500 750GB Four-Drive Add-on, field upgrade, Bronze Support Plan (5x9xNBD on-site), Uplift, annual, zone 1 | 2901
SDY35-LD74-SL11 | Quantum DXi3500 750GB Four-Drive Add-on, field upgrade, Silver Support Plan (5x9x4 on-site), Uplift, annual, zone 1 | 4063
SDY35-LD74-GL11 | Quantum DXi3500 750GB Four-Drive Add-on, field upgrade, Gold Support Plan (7x24x4 on-site), Uplift, annual, zone 1 | 4353
SDY35-LD54-BL31 | Quantum DXi3500 500GB Four-Drive Add-on, field upgrade, Bronze Support Plan (5x9xNBD on-site), Uplift, three years, zone 1 | 4855
SDY35-LD54-SL31 | Quantum DXi3500 500GB Four-Drive Add-on, field upgrade, Silver Support Plan (5x9x4 on-site), Uplift, three years, zone 1 | 6796
SDY35-LD54-GL31 | Quantum DXi3500 500GB Four-Drive Add-on, field upgrade, Gold Support Plan (7x24x4 on-site), Uplift, three years, zone 1 | 7280
SDY35-LD74-BL31 | Quantum DXi3500 750GB Four-Drive Add-on, field upgrade, Bronze Support Plan (5x9xNBD on-site), Uplift, three years, zone 1 | 7399
SDY35-LD74-SL31 | Quantum DXi3500 750GB Four-Drive Add-on, field upgrade, Silver Support Plan (5x9x4 on-site), Uplift, three years, zone 1 | 10360
SDY35-LD74-GL31 | Quantum DXi3500 750GB Four-Drive Add-on, field upgrade, Gold Support Plan (7x24x4 on-site), Uplift, three years, zone 1 | 11099
Quantum DXi3500 Service Renewals: Systems
SDY35-RS4A-BL11 | Quantum DXi3500 04/500 System, Bronze Support Plan (5x9xNBD on-site), Renewal, annual, zone 1 | 2600
SDY35-RS4A-SL11 | Quantum DXi3500 04/500 System, Silver Support Plan (5x9x4 on-site), Renewal, annual, zone 1 | 3640
SDY35-RS4A-GL11 | Quantum DXi3500 04/500 System, Gold Support Plan (7x24x4 on-site), Renewal, annual, zone 1 | 3900
SDY35-RS4C-BL11 | Quantum DXi3500 04/750 System, Bronze Support Plan (5x9xNBD on-site), Renewal, annual, zone 1 | 3900
SDY35-RS4C-SL11 | Quantum DXi3500 04/750 System, Silver Support Plan (5x9x4 on-site), Renewal, annual, zone 1 | 5460
SDY35-RS4C-GL11 | Quantum DXi3500 04/750 System, Gold Support Plan (7x24x4 on-site), Renewal, annual, zone 1 | 5850
SDY35-RS8A-BL11 | Quantum DXi3500 08/500 System, Bronze Support Plan (5x9xNBD on-site), Renewal, annual, zone 1 | 6188
SDY35-RS8A-SL11 | Quantum DXi3500 08/500 System, Silver Support Plan (5x9x4 on-site), Renewal, annual, zone 1 | 8664
SDY35-RS8A-GL11 | Quantum DXi3500 08/500 System, Gold Support Plan (7x24x4 on-site), Renewal, annual, zone 1 | 9283
SDY35-RS8C-BL11 | Quantum DXi3500 08/750 System, Bronze Support Plan (5x9xNBD on-site), Renewal, annual, zone 1 | 9555
SDY35-RS8C-SL11 | Quantum DXi3500 08/750 System, Silver Support Plan (5x9x4 on-site), Renewal, annual, zone 1 | 13378
SDY35-RS8C-GL11 | Quantum DXi3500 08/750 System, Gold Support Plan (7x24x4 on-site), Renewal, annual, zone 1 | 14333
SDBBB-RDSA-NR11 | DX3000/DX5000/DXi3500/DXi5500/DXi7500 Express Non-Returnable Disk Drive Charge, annual, zone 1 Add this surcharge as another line item with each DX3000/DX5000/DXi3500/DXi5500/DXi7500 Express disk-based system sold to a secure site. This line item should be added to the product with or without an uplift contract. | 2750
Quantum DXi3500 Service Renewals: Replication Option
SDY35-RREP-BL11 | Quantum DXi3500 Replication Option, Bronze Support Plan (5x9xNBD on-site), Renewal, annual, zone 1 | 1040
SDY35-RREP-SL11 | Quantum DXi3500 Replication Option, Silver Support Plan (5x9x4 on-site), Renewal, annual, zone 1 | 1456
SDY35-RREP-GL11 | Quantum DXi3500 Replication Option, Gold Support Plan (7x24x4 on-site), Renewal, annual, zone 1 | 1560
Quantum DXi3500 Service Renewals: Fibre Channel Option
SDY35-RF00-BL11 | Quantum DXi3500 Fibre Channel Option, Bronze Support Plan (5x9xNBD on-site), Renewal, annual, zone 1 | 935
SDY35-RF00-SL11 | Quantum DXi3500 Fibre Channel Option, Silver Support Plan (5x9x4 on-site), Renewal, annual, zone 1 | 1309
SDY35-RF00-GL11 | Quantum DXi3500 Fibre Channel Option, Gold Support Plan (7x24x4 on-site), Renewal, annual, zone 1 | 1401
Quantum DXi3500 Service Renewals: Disk Drive Add-ons
SDY35-RD54-BL11 | Quantum DXi3500 500GB Four-Drive Add-on, field upgrade, Bronze Support Plan (5x9xNBD on-site), Renewal, annual, zone 1 | 2474
SDY35-RD54-SL11 | Quantum DXi3500 500GB Four-Drive Add-on, field upgrade, Silver Support Plan (5x9x4 on-site), Renewal, annual, zone 1 | 3464
SDY35-RD54-GL11 | Quantum DXi3500 500GB Four-Drive Add-on, field upgrade, Gold Support Plan (7x24x4 on-site), Renewal, annual, zone 1 | 3711
SDY35-RD74-BL11 | Quantum DXi3500 750GB Four-Drive Add-on, field upgrade, Bronze Support Plan (5x9xNBD on-site), Renewal, annual, zone 1 | 3773
SDY35-RD74-SL11 | Quantum DXi3500 750GB Four-Drive Add-on, field upgrade, Silver Support Plan (5x9x4 on-site), Renewal, annual, zone 1 | 5281
SDY35-RD74-GL11 | Quantum DXi3500 750GB Four-Drive Add-on, field upgrade, Gold Support Plan (7x24x4 on-site), Renewal, annual, zone 1 | 5659
Quantum DXi7500 Disk-Based Backup Systems
DDY75-CWZN-009J | Quantum DXi7500 Express Disk-based Backup System, 9TB usable, Fibre Channel/Gigabit Ethernet, Non-Racked Includes one 2U Server Module with one Compression Adapter, two Fibre Channel ports, two Gigabit Ethernet ports, redundant power supplies and fans; one 3U Array Module with 16 750GB drives, dual RAID controllers, redundant power and fans; base Virtual Tape Library software with up to 40 Virtual Tape Drives (VTDs); four 20 ft (6 m) Fibre Channel cables with LC connectors; and two 25 ft (7.6 m) Ethernet cables. Provides 12TB raw (approximately 9TB native useable capacity) with RAID 5 and one hot spare drive (factory default). Does not include rack, power strips or power cable. Must order Quantum DXi7500 Express Software Package (DDY75-ULDN-010A). Requires DXi7500 Power Distribution System (DDY75-UPDS-001x) or Quantum DXi7500 40U Standalone Rack (DDY75-URAK-002x). Requires 12U rack space. Installation and Configuration (SDY7E-NSYN-000x) is required. | 62500
DDY75-CWZN-011J | Quantum DXi7500 Express Disk-based Backup System, 11TB usable, Fibre Channel/Gigabit Ethernet, Non-Racked Includes one 2U Server Module with one Compression Adapter, two Fibre Channel ports, two Gigabit Ethernet ports, redundant power supplies and fans; one 3U Array Module with 16 1TBB drives, dual RAID controllers, redundant power and fans; base Virtual Tape Library software with up to 40 Virtual Tape Drives (VTDs); four 20 ft (6 m) Fibre Channel cables with LC connectors; and two 25 ft (7.6 m) Ethernet cables. Provides approximately 11TB native useable capacity with RAID 6 and one hot spare drive (factory default). Does not include rack, power strips or power cable. Must order Quantum DXi7500 Express Software Package (DDY75-ULDN-011A). Requires DXi7500 Power Distribution System (DDY75-UPDS-001x) or Quantum DXi7500 40U Standalone Rack (DDY75-URAK-002x). Installation and Configuration (SDY7E-NSYN-000x) is required. | 75000
DDY75-CWZN-018G | Quantum DXi7500 Disk-based Backup System with Optional Data De-duplication, 18TB usable, Fibre Channel/Gigabit Ethernet, IEC 60309 plug, 230VAC (APAC/EMEA/LAM) For countries outside North America using IEC 60309 power connectors and 230VAC. Includes one 2U Server Module with two Compression Adapters, four Fibre Channel ports, four Gigabit Ethernet ports, redundant power supplies and fans; one 3U Array Module with 16 750GB drives, dual RAID controllers, redundant power and fans; one 3U Expansion Module with 16 750GB drives, redundant power and fans; base Virtual Tape Library software with up to 40 Virtual Tape Drives (VTDs); one 1U four-port 4Gb Fibre Channel switch; one 1U eight-port Gigabit Ethernet Switch; one 1U Redundant Power Supply; four 20 ft (6 m) Fibre Channel cables with LC connectors; two 25 ft (7.6 m) Ethernet cables; one 40U rack with two 1U power strips for 230VAC; and one power cord with IEC 60309 plug (usable length is 6 ft (1.8 m) if power cord exits the bottom of the cabinet for floor- or wall-mounted power outlets or 1 ft (0.3 m) if it exits the top for overhead power outlets). Provides approximately 18TB native useable capacity with RAID 5 and two hot spare drives (factory default). Installation and Configuration (SDY7E-NSYN-000x) is required. | 143750
DDY75-CWZN-018J | Quantum DXi7500 Disk-based Backup System with Optional Data De-duplication, 18TB usable, Fibre Channel/Gigabit Ethernet, Non-Racked Includes one 2U Server Module with two Compression Adapters, four Fibre Channel ports, four Gigabit Ethernet ports, redundant power supplies and fans; one 3U Array Module with 16 750GB drives, dual RAID controllers, redundant power and fans; one 3U Expansion Module with 16 750GB drives, redundant power and fans; base Virtual Tape Library software with up to 40 Virtual Tape Drives (VTDs); one 1U four-port 4Gb Fibre Channel switch; one 1U eight-port Gigabit Ethernet Switch; one 1U Redundant Power Supply; two 20 ft (6 m) Fibre Channel cables with LC connectors; and two 25 ft (7.6 m) Ethernet cables. Provides approximately 18TB native useable capacity with RAID 5 and two hot spare drives (factory default). Does not include rack or power cable. Requires DXi7500 Power Distribution System (DDY75-UPDS-001x) or Quantum DXi7500 40U Standalone Rack (DDY75-URAK-002x). Requires 15U rack space. Installation and Configuration (SDY7E-NSYN-000x) is required. | 143750
DDY75-CWZN-022G | Quantum DXi7500 Disk-based Backup System with Optional Data De-duplication, 22TB usable, Fibre Channel/Gigabit Ethernet, IEC 60309 plug, 230VAC (APAC/EMEA/LAM) For countries outside North America using IEC 60309 power connectors and 230VAC. Includes one 2U Server Module with two Compression Adapters, four Fibre Channel ports, four Gigabit Ethernet ports, redundant power supplies and fans; one 3U Array Module with 16 1TB drives, dual RAID controllers, redundant power and fans; one 3U Expansion Module with 16 1TB drives, redundant power and fans; base Virtual Tape Library software with up to 40 Virtual Tape Drives (VTDs); one 1U four-port 4Gb Fibre Channel switch; one 1U eight-port Gigabit Ethernet Switch; one 1U Redundant Power Supply; four 20 ft (6 m) Fibre Channel cables with LC connectors; two 25 ft (7.6 m) Ethernet cables; one 40U rack with two 1U power strips for 230VAC; and one power cord with IEC 60309 plug (usable length is 6 ft (1.8 m) if power cord exits the bottom of the cabinet for floor- or wall-mounted power outlets or 1 ft (0.3 m) if it exits the top for overhead power outlets). Provides approximately 18TB native useable capacity with RAID 5 and two hot spare drives (factory default). Installation and Configuration (SDY7E-NSYN-000x) is required. | 175000
DDY75-CWZN-022J | Quantum DXi7500 Disk-based Backup System with Optional Data De-duplication, 22TB usable, Fibre Channel/Gigabit Ethernet, Non-Racked Includes one 2U Server Module with two Compression Adapters, four Fibre Channel ports, four Gigabit Ethernet ports, redundant power supplies and fans; one 3U Array Module with 16 1TB drives, dual RAID controllers, redundant power and fans; one 3U Expansion Module with 16 1TB drives, redundant power and fans; base Virtual Tape Library software with up to 40 Virtual Tape Drives (VTDs); one 1U 16-port 4Gb Fibre Channel switch; one 1U four-port 4Gb Fibre Channel switch; one 1U eight-port Gigabit Ethernet Switch; one 1U Redundant Power Supply; two 20 ft (6 m) Fibre Channel cables with LC connectors; and two 25 ft (7.6 m) Ethernet cables. Provides approximately 18TB native useable capacity with RAID 5 and two hot spare drives (factory default). Does not include rack or power cable. Requires DXi7500 Power Distribution System (DDY75-UPDS-001x) or Quantum DXi7500 40U Standalone Rack (DDY75-URAK-002x). Installation and Configuration (SDY7E-NSYN-000x) is required. | 175000
Quantum DXi7500 Factory-Installed Hardware Options
DDY75-FDSJ-018A | Quantum DXi7500 Array Module and Expansion Module, 18TB usable, factory upgrade Includes one 3U Array Module with 16 750GB drives, dual RAID controllers, redundant power and fans; one 3U Expansion Module with 16 750GB drives, redundant power and fans; and license. Order this item for the first three performance and capacity expansions in the system. After the system has four Array Modules and four Expansion Modules, then order Expansion Modules (factory installed DDY75-FDEX-xxxx or field upgrade DDY75-UDEX-xxxx) for further capacity expansion. | 101250
DDY75-FDSJ-022A | Quantum DXi7500 Array Module and Expansion Module, 22TB usable, factory installed Includes one 3U Array Module with 16 1TB drives, dual RAID controllers, redundant power and fans; one 3U Expansion Module with 16 1TB drives, redundant power and fans; and license. Order this item for a 1TB drive-based system to increase performance and provide a large capacity increase at the same time. Valid for the first three performance and capacity expansions in the system. After the system has four Array Modules and four Expansion Modules, then order Expansion Modules (factory installed DDY75-FDEX-011A or field upgrade DDY75-UDEX-011A) for further capacity expansion. | 123750
DDY75-FDAM-009A | Quantum DXi7500 Array Module, 9TB usable, factory installed Includes one 3U Array Module with 16 750GB drives, dual RAID controllers, redundant power and fans; and license. Provides approximately 9TB native useable capacity with RAID 5 and one hot spare drive (factory default). Order this item for a 750GB drive-based system to increase performance and provide a smaller capacity increase at the same time. The number of Array Modules must be less than or equal to four, and must be equal to or one greater than the number of Expansion Modules. After the system has four Array Modules and four Expansion Modules, then order Expansion Modules (factory installed DDY75-FDEX-009A or field upgrade DDY75-UDEX-009A) for further capacity expansion. | 52155
DDY75-FDAM-011A | Quantum DXi7500 Array Module, 11TB usable, factory installed Includes one 3U Array Module with 16 1TB drives, dual RAID controllers, redundant power and fans; and license. Provides approximately 11TB native useable capacity with RAID 6 and one hot spare drive (factory default). Order this item for a 1TB drive-based system to increase performance and provide a smaller capacity increase at the same time. The number of Array Modules must be less than or equal to four, and must be equal to or one greater than the number of Expansion Modules. After the system has four Array Modules and four Expansion Modules, then order Expansion Modules (factory installed DDY75-FDEX-011A or field upgrade DDY75-UDEX-011A) for further capacity expansion. | 63750
DDY75-FDEX-009A | Quantum DXi7500 Expansion Module, 9TB usable, factory installed Includes one 3U Expansion Module with 16 750GB drives, redundant power and fans; and license. Order this item to expand the capacity of a system that is configured with four Array Modules and four or more Expansion Modules. A second rack must be ordered the first time this item is added (i.e., when the system is expanded from the fourth to the fifth Expansion Module). System maximum is four Array Modules and 16 Expansion Modules. | 49894
DDY75-FDEX-011A | Quantum DXi7500 Expansion Module, 11TB usable, factory installed Includes one 3U Expansion Module with 16 1TB drives, redundant power and fans; and license. Provides approximately 11TB native useable capacity with RAID 6 and one hot spare drive (factory default). Order this item for a 1TB drive-based system to add the fifth through sixteenth Expansion Array to the base system (after ordering the Array Module and Expansion Module combination for the first three expansions). A second rack must be ordered the first time this item is added (i.e., when the system is expanded from the fourth to the fifth Expansion Module). System maximum is four Array Modules and 16 Expansion Modules. | 60984
DDY75-FRAK-002E | Quantum DXI7500 40U Standalone Rack, IEC 60309 plug, 230VAC, factory installed (APAC/EMEA/LAM) One 40U black rack enclosure for use with DXi7500 systems. Required and only applicable for DXi7500 (non-Express) systems when the initial system configuration includes five or more Expansion Modules. Includes lockable/removable perforated metal front and split rear doors; solid side panels; ventilated top panel; swivel casters; and PEM nuts for equipment mounting. Includes power supplies, four 1U power strips for 230VAC, and one power cord with IEC 60309 plug (usable length is 6 ft (1.8 m) if power cord exits the bottom of the cabinet for floor- or wall-mounted power outlets or 1 ft (0.3 m) if it exits the top for overhead power outlets). Exterior dimensions: 24 in (61 cm) W x 78.75 in (200 cm) H x 39 in (99.1 cm) D. Interior dimensions (maximum equipment size): 19 in (48.3 cm) W x 40U 70 in (177.8cm) H x 33.5" (85.1 cm) D. Empty rack weight: 372 lbs (168.7 kg). Maximum static load: 1,500 lbs (680.4 kg). Order must include quantity two Installation and Configuration charges (SDY7E-NSYN-000x); one for the base system rack and its equipment, and one for the second rack and its equipment. | 7500
Quantum DXi7500 Field Upgrade Hardware Options
DDY75-UDSJ-009A | Quantum DXi7500 Array Module and Expansion Module, 18TB usable, field upgrade Includes one 3U Array Module with 16 750GB drives, dual RAID controllers, redundant power and fans; one 3U Expansion Module with 16 750GB drives, redundant power and fans; and license. Order this item for a 750GB drive-based system to increase performance and provide a large capacity increase at the same time. Valid for the first three Array Module and Expansion Module additions to the system. After the system has four Array Modules and four Expansion Modules, then order Expansion Modules (field upgrade DDY75-UDEX-009A) for further capacity expansion. Requires Installation and Configuration service (SDY7E-NSYN-000x). | 101250
DDY75-UDSJ-022A | Quantum DXi7500 Array Module and Expansion Module, 22TB usable, field upgrade Includes one 3U Array Module with 16 1TB drives, dual RAID controllers, redundant power and fans; one 3U Expansion Module with 16 1TB drives, redundant power and fans; and license. Order this item for a 1TB drive-based system to increase performance and provide a large capacity increase at the same time. Valid for the first three Array Module and Expansion Module additions to the system. After the system has four Array Modules and four Expansion Modules, then order Expansion Modules (field upgrade DDY75-UDEX-011A) for further capacity expansion. Requires Installation and Configuration service (SDY7E-NSYN-000x). | 123750
DDY75-UDAM-009A | Quantum DXi7500 Array Module, 9TB usable, field upgrade Includes one 3U Array Module with 16 750GB drives, dual RAID controllers, redundant power and fans; and license. Provides approximately 9TB native useable capacity with RAID 5 and one hot spare drive (factory default). Order this item for 750GB drive-based systems to increase performance and provide a smaller capacity increase at the same time. The number of Array Modules must be less than or equal to four, and must be equal to or one greater than the number of Expansion Modules. After the system has four Array Modules and four Expansion Modules, then order Expansion Modules (field upgrade DDY75-UDEX-xxxx) for further capacity expansion. | 52155
DDY75-UDAM-011A | Quantum DXi7500 Array Module, 11TB usable, field upgrade Includes one 3U Array Module with 16 1TB drives, dual RAID controllers, redundant power and fans; and license. Provides approximately 11TB native useable capacity with RAID 6 and one hot spare drive (factory default). Order this item for 1TB drive-based systems to increase performance and provide a smaller capacity increase at the same time. The number of Array Modules must be less than or equal to four, and must be equal to or one greater than the number of Expansion Modules. After the system has four Array Modules and four Expansion Modules, then order Expansion Modules (field upgrade DDY75-UDEX-xxxx) for further capacity expansion. | 63750
DDY75-UDEX-009A | Quantum DXi7500 Expansion Module, 9TB usable, field upgrade Includes one 3U Expansion Module with 16 750GB drives, redundant power and fans; and license. Provides approximately 9TB native useable capacity with RAID 5 and one hot spare drive (factory default). Order this item for a 750GB drive-based system to expand the capacity of a system that has two Array Modules with one Expansion Module, three Array Modules with two Expansion Modules or four Array Modules with three or more Expansion Modules. A second rack must be ordered when the system is expanded from the fourth to the fifth Expansion Module. System maximum is four Array Modules and 16 Expansion Modules. | 49894
DDY75-UDEX-011A | Quantum DXi7500 Expansion Module, 11TB usable, field upgrade Includes one 3U Expansion Module with 16 1TB drives, redundant power and fans; and license. Provides approximately 11TB native useable capacity with RAID 6 and one hot spare drive (factory default). Order this item for a 1TB drive-based system to expand the capacity of a system that has two Array Modules with one Expansion Module, three Array Modules with two Expansion Modules or four Array Modules with three or more Expansion Modules. A second rack must be ordered when the system is expanded from the fourth to the fifth Expansion Module. System maximum is four Array Modules and 16 Expansion Modules. | 60984
DDY75-UDUP-009A | Quantum DXi7500 Express Upgrade Pack 9TB to 18TB usable, field upgrade Adds 12TB raw (9TB usable) capacity to a DXi7500 Express 9TB system. Includes one 3U Expansion Module with 16 750GB drives, redundant power and fans; one 1U four-port 4Gb Fibre Channel switch; one 1U eight-port Gigabit Ethernet Switch; one 1U redundant power supply; four 20 ft (6 m) Fibre Channel cables with LC connectors; and two 25 ft (7.6 m) Ethernet cables. Provides approximately 9TB native useable capacity with RAID 5 and one hot spare drive (factory default). Requires two 5TB DXI7500 De-duplication Licensees (DDY75-ULDD-005A) and Quantum DXi7500 Standalone Rack (DDY75-URAK-002x). Requires Installation and Configuration service (SDY7E-NSYN-000x). | 100000
DDY75-UDUP-011A | Quantum DXi7500 Express Upgrade Pack, 11TB to 22TB usable, field upgrade Adds 16TB raw (11TB usable) capacity to a DXi7500 Express 11TB system. Includes one 3U Expansion Module with 16 1TB drives, redundant power and fans; one 1U four-port 4Gb Fibre Channel switch; one 1U eight-port Gigabit Ethernet Switch; one 1U Redundant Power Supply; four 20 ft (6 m) Fibre Channel cables with LC connectors; and two 25 ft (7.6 m) Ethernet cables. Requires two 5TB DXI7500 De-duplication Licenses (DDY75-ULDD-005A) and Quantum DXi7500 Standalone Rack (DDY75-URAK-002x). Requires Installation and Configuration service (SDY7E-NSYN-000x). | 122500
DDY75-URAK-002E | Quantum DXI7500 40U Standalone Rack, IEC 60309 plug, 230VAC, field upgrade (APAC/EMEA/LAM) One 40U black rack enclosure for use with DXi7500 and DXi7500 Express systems. One rack is required with initial DXi7500 Express systems if the customer is not supplying their own rack. This item is required as a second rack for DXi7500 systems when the fifth Expansion Module is added as a field upgrade. Includes lockable/removable perforated metal front and split rear doors; solid side panels; ventilated top panel; swivel casters; and PEM nuts for equipment mounting. Includes power supplies, four 1U power strips for 230VAC, and one power cord with IEC 60309 plug (usable length is 6 ft (1.8 m) if power cord exits the bottom of the cabinet for floor- or wall-mounted power outlets or 1 ft (0.3 m) if it exits the top for overhead power outlets). Exterior dimensions: 24 in (61 cm) W x 78.75 in (200 cm) H x 39 in (99.1 cm) D. Interior dimensions (maximum equipment size): 19 in (48.3 cm) W x 40U 70 in (177.8cm) H x 33.5" (85.1 cm) D. Empty rack weight: 372 lbs (168.7 kg). Maximum static load: 1,500 lbs (680.4 kg). Must order Installation and Configuration (SDY7E-NSYN-000x). | 7500
DDY75-UPDS-001G | Quantum DXi7500 Power Distribution System, IEC 60309 plug, 230VAC, field upgrade (APAC/EMEA/LAM) Required for non-racked configurations only. Includes four 1U power strips for 230VAC and four internal power cords with male IEC 60309 plugs to female IEC 60309 receptacles. | 3625
DDY75-UCBP-001G | Quantum DXi7500 Power Cord Extension, IEC 60309 plug, 230VAC, field upgrade (APAC/EMEA/LAM) Includes four 10 ft (3.05 m) power extension cables with male IEC 60309 plugs and unterminated ROJ female connectors. May be used to extend the 1 ft (0.3 m) usable length when the system power cord exits from the top of the cabinet connecting to overhead power outlets. | 363
Quantum DXi7500 Software Options: Express Software Package
DDY75-ULDN-011A | Quantum DXi7500 Express Software Package, 9TB or 11TB usable Includes a de-duplication license for up to 10TB and NAS Presentation Layer License. Required and only valid with order for DXi7500 Express 9TB (DDY75-CWZN-009J) or 11TB system (DDY75-CWZN-011J). Requires the equivalent 5x9 (if hardware is covered by a Bronze or Silver support plan) or 7x24 (if hardware is covered by a Gold support plan) telephone software support plan. | 47813
Quantum DXi7500 Software Options: De-duplication
DDY75-ULDD-005A | Quantum DXi7500 De-duplication License, up to 5TB, field upgrade Includes the de-duplication authorization code for up to 5TB. Can be combined with other DXi7500 De-Duplication License capacities to achieve intermediate capacities (e.g., one 50TB plus two 20TB will yield 90TB). DXi7500 De-Duplication License(s) are a prerequisite if DXi7500 Replication License(s) are added. The total De-Duplication License(s) capacity must be less than or equal to the system usable capacity. The total De-Duplication license(s) capacity must be greater than or equal to the total capacity of the Replication License(s). The recommended maximum total De-Duplication License capacity is 140TB. Requires the equivalent capacity of 5x9 (if hardware is covered by a Bronze or Silver support plan) or 7x24 (if hardware is covered by a Gold support plan) software support. | 31250
DDY75-ULDD-020A | Quantum DXi7500 De-duplication License, up to 20TB, field upgrade Includes the de-duplication authorization code for up to 20TB. Can be combined with other DXi7500 De-Duplication License capacities to achieve intermediate capacities (e.g., one 50TB plus two 20TB will yield 90TB). DXi7500 De-Duplication License(s) are a prerequisite if DXi7500 Replication License(s) are added. The total De-Duplication License(s) capacity must be less than or equal to the system usable capacity; however, this 20TB De-Duplication license may be selected with an 18TB usable capacity system. The total De-Duplication License(s) capacity must be greater than or equal to the total capacity of the Replication License(s). The recommended maximum total De-Duplication License capacity is 140TB. Requires the equivalent capacity of 5x9 (if hardware is covered by a Bronze or Silver support plan) or 7x24 (if hardware is covered by a Gold support plan) software support. | 112500
DDY75-ULDD-050A | Quantum DXi7500 De-duplication License, up to 50TB, field upgrade Includes the de-duplication authorization code for up to 50TB. Can be combined with other DXi7500 De-Duplication License capacities to achieve intermediate capacities (e.g., one 50TB plus two 20TB will yield 90TB). DXi7500 De-Duplication License(s) are a prerequisite if DXi7500 Replication License(s) are added. The total De-Duplication License(s) capacity must be less than or equal to the system usable capacity. The total De-Duplication License(s) capacity must be greater than or equal to the total capacity of the Replication License(s). The recommended maximum total De-Duplication License capacity is 140TB. Requires the equivalent capacity of 5x9 (if hardware is covered by a Bronze or Silver support plan) or 7x24 (if hardware is covered by a Gold support plan) software support. | 250000
Quantum DXi7500 Software Options: Replication
DDY75-ULRE-005A | Quantum DXi7500 Replication License, up to 5TB, field upgrade Includes the replication authorization code for up to 5TB. Can be combined with other DXi7500 Replication License capacities to achieve intermediate capacities (e.g., one 50TB plus two 20TB will yield 90TB). Requires replication license at both the source and target system. Requires DXi7500 De-Duplication License(s) with a total capacity greater than or equal to the total capacity of the Replication License(s). The recommended maximum total Replication License capacity is 140TB. Requires the equivalent capacity of 5x9 (if hardware is covered by a Bronze or Silver support plan) or 7x24 (if hardware is covered by a Gold support plan) software support. | 12500
DDY75-ULRE-020A | Quantum DXi7500 Replication License, up to 20TB, field upgrade Includes the replication authorization code for up to 20TB. Can be combined with other DXi7500 Replication License capacities to achieve intermediate capacities (e.g., one 50TB plus two 20TB will yield 90TB). Requires replication license at both the source and target system. Requires DXi7500 De-Duplication License(s) with a total capacity greater than or equal to the total capacity of the Replication License(s). The recommended maximum total Replication License capacity is 140TB. Requires the equivalent capacity of 5x9 (if hardware is covered by a Bronze or Silver support plan) or 7x24 (if hardware is covered by a Gold support plan) software support. | 45000
DDY75-ULRE-050A | Quantum DXi7500 Replication License, up to 50TB, field upgrade Includes the replication authorization code for up to 50TB. Can be combined with other DXi7500 Replication License capacities to achieve intermediate capacities (e.g., one 50TB plus two 20TB will yield 90TB). Requires replication license at both the source and target system. Requires DXi7500 De-Duplication License(s) with a total capacity greater than or equal to the total capacity of the Replication License(s). The recommended maximum total Replication License capacity is 140TB. Requires the equivalent capacity of 5x9 (if hardware is covered by a Bronze or Silver support plan) or 7x24 (if hardware is covered by a Gold support plan) software support. | 100000
Quantum DXi7500 Software Options: Shadow Tape Creation
DDY75-ULST-001A | Quantum DXi7500 Shadow Tape Creation License, up to one physical tape drive, field upgrade Includes the Shadow Tape Creation authorization code for connecting up to one physical tape drive. Requires HP Data Protector 6.x, CommVault Galaxy 7.x, IBM Tivoli Storage 5.5.1 or later. Requires the equivalent 5x9 (if hardware is covered by a Bronze or Silver support plan) or 7x24 (if hardware is covered by a Gold support plan) software support. | 3125
DDY75-ULST-004A | Quantum DXi7500 Shadow Tape Creation License, up to four physical tape drives, field upgrade Includes the Shadow Tape Creation authorization code for connecting up to four physical tape drives. Requires HP Data Protector 6.x, CommVault Galaxy 7.x, IBM Tivoli Storage 5.5.1 or later. Requires the equivalent 5x9 (if hardware is covered by a Bronze or Silver support plan) or 7x24 (if hardware is covered by a Gold support plan) software support. | 12500
DDY75-ULST-010A | Quantum DXi7500 Shadow Tape Creation License , up to 10 physical tape drives, field upgrade Includes the Shadow Tape Creation authorization code for connecting up to 10 physical tape drives. Requires HP Data Protector 6.x, CommVault Galaxy 7.x, IBM Tivoli Storage 5.5.1 or later. Requires the equivalent 5x9 (if hardware is covered by a Bronze or Silver support plan) or 7x24 (if hardware is covered by a Gold support plan) software support. | 31250
Quantum DXi7500 Software Options: EMC NetWorker Path-To-Tape
DDY75-ULPN-001A | Quantum DXi7500 EMC NetWorker Path-To-Tape License, up to one physical tape drive, field upgrade Includes the EMC NetWorker Path-To-Tape authorization code for connecting up to one physical tape drive. Requires EMC NetWorker Path-To-Tape version 7.5 or later. Requires the equivalent 5x9 (if hardware is covered by a Bronze or Silver support plan) or 7x24 (if hardware is covered by a Gold support plan) software support. | 3125
DDY75-ULPN-004A | Quantum DXi7500 EMC NetWorker Path-To-Tape License, up to four physical tape drives, field upgrade Includes the EMC NetWorker Path-To-Tape authorization code for connecting up to four physical tape drives. Requires EMC NetWorker Path-To-Tape version 7.5 or later. Requires the equivalent 5x9 (if hardware is covered by a Bronze or Silver support plan) or 7x24 (if hardware is covered by a Gold support plan) software support. | 12500
DDY75-ULPN-010A | Quantum DXi7500 EMC NetWorker Path-To-Tape License, up to 10 physical tape drives, field upgrade Includes the EMC NetWorker Path-To-Tape authorization code for connecting up to 10 physical tape drives. Requires EMC NetWorker Path-To-Tape version 7.5 or later. Requires the equivalent 5x9 (if hardware is covered by a Bronze or Silver support plan) or 7x24 (if hardware is covered by a Gold support plan) software support. | 31250
Quantum DXi7500 Software Options: Symantec NetBackup Direct-To-Tape
DDY75-ULPS-001A | Quantum DXi7500 Symantec NetBackup Direct-To-Tape License, up to one physical tape drive, field upgrade Includes the Symantec NetBackup Direct-To-Tape authorization code for connecting up to one physical tape drive. Requires NetBackup Direct-To-Tape version 6.5 or later. Requires the equivalent 5x9 (if hardware is covered by a Bronze or Silver support plan) or 7x24 (if hardware is covered by a Gold support plan) software support. | 3125
DDY75-ULPS-004A | Quantum DXi7500 Symantec NetBackup Direct-To-Tape License, up to four physical tape drives, field upgrade Includes the Symantec NetBackup Direct-To-Tape authorization code for connecting up to four physical tape drives. Requires NetBackup Direct-To-Tape version 6.5 or later. Requires the equivalent 5x9 (if hardware is covered by a Bronze or Silver support plan) or 7x24 (if hardware is covered by a Gold support plan) software support. | 12500
DDY75-ULPS-010A | Quantum DXi7500 Symantec NetBackup Direct-To-Tape License, up to 10 physical tape drives, field upgrade Includes the Symantec NetBackup Direct-To-Tape authorization code for connecting up to 10 physical tape drives. Requires NetBackup Direct-To-Tape version 6.5 or later. Requires the equivalent 5x9 (if hardware is covered by a Bronze or Silver support plan) or 7x24 (if hardware is covered by a Gold support plan) software support. | 31250
Quantum DXi7500 Software Options: Symantec OST API
DDY75-ULSA-001A | Quantum DXi7500 Symantec OST API License, field upgrade Includes Symantec OST API License that allows using the DXi7500 with Symantec NetBackup 6.5 OST. Requires DXi7500 De-duplication License. | 25000
Quantum DXi7500 Software Options: Virtual Tape Library
DDY75-ULVT-040A | Quantum DXi7500 Virtual Tape Library (VTL) License, additional 40 virtual tape drives (VTDs), field upgrade Includes authorization code to add up to 40 additional virtual tape drives (VTDs). Maximum 160 VTDs per DXi7500 system. Requires the equivalent configuration of 5x9 (if hardware is covered by a Bronze or Silver support plan) or 7x24 (if hardware is covered by a Gold support plan) software support. | 6250
DDY75-ULVT-080A | Quantum DXi7500 Virtual Tape Library (VTL) License, additional 80 virtual tape drives (VTDs), field upgrade Includes authorization code to add up to 80 additional virtual tape drives (VTDs). Maximum 160 VTDs per DXi7500 system. Requires the equivalent configuration of 5x9 (if hardware is covered by a Bronze or Silver support plan) or 7x24 (if hardware is covered by a Gold support plan) software support. | 12500
DDY75-ULVT-120A | Quantum DXi7500 Virtual Tape Library (VTL) License, additional 120 virtual tape drives (VTDs), field upgrade Includes authorization code to add up to 120 additional virtual tape drives (VTDs). Maximum 160 VTDs per DXi7500 system. Requires the equivalent configuration of 5x9 (if hardware is covered by a Bronze or Silver support plan) or 7x24 (if hardware is covered by a Gold support plan) software support. | 18750
Quantum DXi7500 Software Options: NAS Presentation Layer
DDY75-ULNP-001A | Quantum DXi7500 NAS Presentation Layer License, field upgrade Includes NAS Presentation Layer license providing access to the NAS presentation layer. Maximum one per DXi7500 system. Requires the equivalent 5x9 (if hardware is covered by a Bronze or Silver support plan) or 7x24 (if hardware is covered by a Gold support plan) software support. | 2813
Quantum DXi7500 Installation and Additional Services
SDY7E-NSYN-0001 | Quantum DX30, DX100 and DXi7500, Installation and Configuration, zone 1 Installation and configuration are required for DX30, DX100 and DXi7500 systems. | 8750
SDY75-NSYS-0001 | Quantum DXi7500 System, Installation (per Rack), zone 1 REPLACED BY SDY7E-NSYN-000x. One installation service must be ordered with the DXi7500 base system. An additional installation service must be ordered when the second rack is installed (required when the fifth Expansion Module is added) regardless of whether the second rack is installed at initial system installation time or later as a field upgrade. Last order date 31MAY09. | 3125
SDBBB-NSNS-PQ01 | Quantum Disk-Based Product, System Integration Service for DXi7500, zone 1 | 5625
SN-TC-PN1 | Field add-on/upgrade installation trip charge, zone 1, CALL FOR QUOTE Applies to Quantum Scalar 50, and DPM, DX, DXi, and PX Series systems for add-ons/upgrades installed in a system after initial installation where the add-on/upgrade specifies that installation service is required, or for customer-installable items where customer prefers to have professional installation by Quantum (or Quantum-authorized service provider). The minimum charge is 1,175 (USD) for all work that can be performed at a single site within four on-site hours. Hours in excess of four are charged at an additional rate of 250 (USD) per hour. See the Installation Time Schedule in the "Warranty and Service Information" section of the Price Book for more information. | call
Quantum DXi7500 Warranty Extensions: Systems and Hardware Options
SDY75-ESHC-BL11 | Quantum DXI7500 Express System, 9TB usable, Bronze Support Plan (5x9xNBD on-site), Extension, annual, zone 1 | 5000
SDY75-ESHD-BL11 | Quantum DXI7500 Express System, 11TB usable, Bronze Support Plan (5x9xNBD on-site), Extension, annual, zone 1 | 6000
SDY75-ESPC-BL11 | Quantum DXI7500 System, 18TB usable, Bronze Support Plan (5x9xNBD on-site), Extension, annual, zone 1 | 11500
SDY75-ESPD-BL11 | Quantum DXI7500 System, 22TB usable, Bronze Support Plan (5x9xNBD on-site), Extension, annual, zone 1 | 14000
SDY75-EPPC-BL11 | Quantum DXI7500 Array Module and Expansion Module, 18TB usable, Bronze Support Plan (5x9xNBD on-site), Extension, annual, zone 1 | 8100
SDY75-EPPD-BL11 | Quantum DXI7500 Array Module and Expansion Module, 22TB usable, Bronze Support Plan (5x9xNBD on-site), Extension, annual, zone 1 | 9900
SDY75-EAHC-BL11 | Quantum DXI7500 Array Module, 9TB usable, Bronze Support Plan (5x9xNBD on-site), Extension, annual, zone 1 | 4173
SDY75-EAHD-BL11 | Quantum DXI7500 Array Module, 11TB usable, Bronze Support Plan (5x9xNBD on-site), Extension, annual, zone 1 | 5100
SDY75-ECHC-BL11 | Quantum DXI7500 Expansion Module, 9TB usable, Bronze Support Plan (5x9xNBD on-site), Extension, annual, zone 1 | 3991
SDY75-ECHD-BL11 | Quantum DXI7500 Expansion Module, 11TB usable, Bronze Support Plan (5x9xNBD on-site), Extension, annual, zone 1 | 4879
SDY75-EUHC-BL11 | Quantum DXI7500 Express Upgrade Pack, 9TB to 18TB usable, Bronze Support Plan (5x9xNBD on-site), Extension, annual, zone 1 | 8000
SDY75-EUHD-BL11 | Quantum DXI7500 Express Upgrade Pack, 11TB to 22TB usable, Bronze Support Plan (5x9xNBD on-site), Extension, annual, zone 1 | 9800
Quantum DXi7500 Warranty Extensions: Express Software Package
SDY75-ELDN-T590 | Quantum DXi7500 Express Software Package, 9TB or 11TB usable, 5x9hr Software Support, Extension, 9 months, all zones Extends the included three-month 5x9 software support to a full year. Required if this software option is licensed when hardware is covered by a Bronze or Silver support plan. Is a prerequisite with this software option when additional annual 5x9 software support options are ordered for the second and subsequent years. | 3945
SDY75-RLDN-T510 | Quantum DXi7500 Express Software Package, 9TB or 11TB usable, 5x9hr Software Support, Extension/Renewal, annual, all zones Required if this software option is licensed when hardware is covered by a Bronze or Silver support plan. The equivalent 5x9 software support nine-month extension (extending coverage for the first full year) is required as a prerequisite with this software option when additional annual 5x9 software support options are ordered for the second and subsequent years. | 5260
Quantum DXi7500 Warranty Extensions: De-Duplication Options
SDY75-ELD0-T590 | Quantum DXi7500 De-duplication, up to 5TB, 5x9hr Software Phone Support, Extension, 9 month, all zones Extends the included three-month 5x9 software support to a full year. Required if this software option is licensed when hardware is covered by a Bronze or Silver support plan. Is a prerequisite with this software option when additional annual 5x9 software support options are ordered for the second and subsequent years. | 2579
SDY75-RLD0-T510 | Quantum DXi7500 De-duplication, up to 5TB, 5x9hr Software Phone Support, Extension/Renewal, annual, all zones Required if this software option is licensed when hardware is covered by a Bronze or Silver support plan. The equivalent 5x9 software support nine-month extension (extending coverage for the first full year) is required as a prerequisite with this software option when additional annual 5x9 software support options are ordered for the second and subsequent years. | 3438
SDY75-RLD1-T510 | Quantum DXi7500 De-duplication, up to 10TB, 5x9hr Software Phone Support, Extension/Renewal, annual, all zones | 6875
SDY75-ELD2-T590 | Quantum DXi7500 De-duplication, up to 20TB, 5x9hr Software Phone Support, Extension, 9 months, all zones Extends the included three-month 5x9 software support to a full year. Required if this software option is licensed when hardware is covered by a Bronze or Silver support plan. Is a prerequisite with this software option when additional annual 5x9 software support options are ordered for the second and subsequent years. | 9281
SDY75-RLD2-T510 | Quantum DXi7500 De-duplication, up to 20TB, 5x9hr Software Phone Support, Extension/Renewal, annual, all zones Required if this software option is licensed when hardware is covered by a Bronze or Silver support plan. The equivalent 5x9 software support nine-month extension (extending coverage for the first full year) is required as a prerequisite with this software option when additional annual 5x9 software support options are ordered for the second and subsequent years. | 12375
SDY75-ELD5-T590 | Quantum DXi7500 De-duplication, up to 50TB, 5x9hr Software Phone Support, Extension, 9 months, all zones Extends the included three-month 5x9 software support to a full year. Required if this software option is licensed when hardware is covered by a Bronze or Silver support plan. Is a prerequisite with this software option when additional annual 5x9 software support options are ordered for the second and subsequent years. | 20625
SDY75-RLD5-T510 | Quantum DXi7500 De-duplication, up to 50TB, 5x9hr Software Phone Support, Extension/Renewal, annual, all zones Required if this software option is licensed when hardware is covered by a Bronze or Silver support plan. The equivalent 5x9 software support nine-month extension (extending coverage for the first full year) is required as a prerequisite with this software option when additional annual 5x9 software support options are ordered for the second and subsequent years. | 27500
SDY75-RLDA-T510 | Quantum DXi7500 De-duplication, up to 100TB, 5x9hr Software Phone Support, Extension/Renewal, annual, all zones | 51563
Quantum DXi7500 Warranty Extensions: Replication Options
SDY75-ELR0-T590 | Quantum DXi7500 Replication up to 5TB, 5x9hr Software Phone Support, Extension, 9 month, all zones Extends the included three-month 5x9 software support to a full year. Required if this software option is licensed when hardware is covered by a Bronze or Silver support plan. Is a prerequisite with this software option when additional annual 5x9 software support options are ordered for the second and subsequent years. | 1031
SDY75-RLR0-T510 | Quantum DXi7500 Replication up to 5TB, 5x9hr Software Phone Support, Extension/Renewal, annual, all zones Required if this software option is licensed when hardware is covered by a Bronze or Silver support plan. The equivalent 5x9 software support nine-month extension (extending coverage for the first full year) is required as a prerequisite with this software option when additional annual 5x9 software support options are ordered for the second and subsequent years. | 1375
SDY75-RLR1-T510 | Quantum DXi7500 Replication, up to 10TB, 5x9hr Software Phone Support, Extension/Renewal, annual, all zones | 2750
SDY75-ELR2-T590 | Quantum DXi7500 Replication, up to 20TB, 5x9hr Software Phone Support, Extension, 9 months, all zones Extends the included three-month 5x9 software support to a full year. Required if this software option is licensed when hardware is covered by a Bronze or Silver support plan. Is a prerequisite with this software option when additional annual 5x9 software support options are ordered for the second and subsequent years. | 3713
SDY75-RLR2-T510 | Quantum DXi7500 Replication, up to 20TB, 5x9hr Software Phone Support, Extension/Renewal, annual, all zones Required if this software option is licensed when hardware is covered by a Bronze or Silver support plan. The equivalent 5x9 software support nine-month extension (extending coverage for the first full year) is required as a prerequisite with this software option when additional annual 5x9 software support options are ordered for the second and subsequent years. | 4950
SDY75-ELR5-T590 | Quantum DXi7500 Replication, up to 50TB, 5x9hr Software Phone Support, Extension, 9 months, all zones Extends the included three-month 5x9 software support to a full year. Required if this software option is licensed when hardware is covered by a Bronze or Silver support plan. Is a prerequisite with this software option when additional annual 5x9 software support options are ordered for the second and subsequent years. | 8250
SDY75-RLR5-T510 | Quantum DXi7500 Replication, up to 50TB, 5x9hr Software Phone Support, Extension/Renewal, annual, all zones Required if this software option is licensed when hardware is covered by a Bronze or Silver support plan. The equivalent 5x9 software support nine-month extension (extending coverage for the first full year) is required as a prerequisite with this software option when additional annual 5x9 software support options are ordered for the second and subsequent years. | 11000
SDY75-RLRA-T510 | Quantum DXi7500 Replication, up to 100TB, 5x9hr Software Phone Support, Extension/Renewal, annual, all zones | 20625
Quantum DXi7500 Warranty Extensions: Shadow Tape Creation, Direct-To-Tape or Path-To-Tape Options
SDY75-ELX1-T590 | Quantum DXi7500 Shadow Tape Creation, NetBackup Direct-To-Tape or NetWorker Path-To-Tape, per physical tape drive, 5x9hr Software Phone Support, Extension, 9 month, all zones Extends the included three-month 5x9 software support to a full year. One required for each physical tape drive using each of these software packages that are licensed when hardware is covered by a Bronze or Silver support plan. For example, if using two tape drives with Shadow Tape Creation and five tape drives with Direct-To-Tape, then order quantity seven. Is a prerequisite with any of these software options when additional annual 5x9 software support options are ordered for the second and subsequent years. | 258
SDY75-RLX1-T510 | Quantum DXi7500 Shadow Tape Creation, NetBackup Direct-To-Tape or NetWorker Path-To-Tape, per physical tape drive, 5x9hr Software Phone Support, Extension/Renewal, annual, all zones One required for each physical tape drive using each of these software packages that are licensed when hardware is covered by a Bronze or Silver support plan. For example, if using two tape drives with Shadow Tape Creation and five tape drives with Direct-To-Tape, then order quantity seven. The equivalent 5x9 software support nine-month extension (extending coverage for the first full year) is required as a prerequisite with any of these software options when additional annual 5x9 software support options are ordered for the second and subsequent years. | 344
Quantum DXi7500 Warranty Extensions: Symantec OSI API
SDY75-ELA0-T590 | Quantum DXi7500 Symantec OST API, 5x9hr Software Phone Support, Extension, 9 month, all zones Extends the included three-month 5x9 software support to a full year. Required if this software option is licensed when hardware is covered by a Bronze or Silver support plan. Is a prerequisite with this software option when additional annual 5x9 software support options are ordered for the second and subsequent years. | 2063
SDY75-RLA0-T510 | Quantum DXi7500 Symantec OST API, 5x9hr Software Phone Support, Extension/Renewal, annual, all zones Required if this software option is licensed when hardware is covered by a Bronze or Silver support plan. The equivalent 5x9 software support nine-month extension (extending coverage for the first full year) is required as a prerequisite with this software option when additional annual 5x9 software support options are ordered for the second and subsequent years. | 2750
Quantum DXi7500 Warranty Extensions: Virtual Tape Library (VTL) Option
SDY75-ELV4-T590 | Quantum DXi7500 Virtual Tape Library (VTL), per 40 virtual tape drives (VTDs), 5x9hr Software Phone Support, Extension, 9 months, all zones Extends the included three-month 5x9 software support to a full year. Required if this software option is licensed when hardware is covered by a Bronze or Silver support plan. Is a prerequisite with this software option when additional annual 5x9 software support options are ordered for the second and subsequent years. | 516
SDY75-RLV4-T510 | Quantum DXi7500 Virtual Tape Library (VTL), per 40 virtual tape drives (VTDs), 5x9hr Software Phone Support, Extension/Renewal, annual, all zones Required if this software option is licensed when hardware is covered by a Bronze or Silver support plan. The equivalent 5x9 software support nine-month extension (extending coverage for the first full year) is required as a prerequisite with this software option when additional annual 5x9 software support options are ordered for the second and subsequent years. | 688
Quantum DXi7500 Warranty Extensions: NAS Presentation Layer Option
SDY75-ELNP-T590 | Quantum DXi7500 NAS Presentation Layer, 5x9hr Software Phone Support, Extension, 9 months, all zones Extends the included three-month 5x9 software support to a full year. Required if this software option is licensed when hardware is covered by a Bronze or Silver support plan. Is a prerequisite with this software option when additional annual 5x9 software support options are ordered for the second and subsequent years. | 233
SDY75-RLNP-T510 | Quantum DXi7500 NAS Presentation Layer, 5x9hr Software Phone Support, Extension/Renewal, annual, all zones Required if this software option is licensed when hardware is covered by a Bronze or Silver support plan. The equivalent 5x9 software support nine-month extension (extending coverage for the first full year) is required as a prerequisite with this software option when additional annual 5x9 software support options are ordered for the second and subsequent years. | 310
Quantum DXi7500 Warranty Uplifts: Systems and Hardware Options
SDY75-LSHC-GL11 | Quantum DXI7500 Express System, 9TB usable, Gold Support Plan (7x24x4 on-site), Uplift, annual, zone 1 | 7500
SDY75-LSHC-GN11 | Quantum DXI7500 Express System, 9TB usable, Next Business Day Gold Support Plan (7x24xNBD onsite), Uplift, annual, zone 1 | 7188
SDY75-LSHC-SL11 | Quantum DXI7500 Express System, 9TB usable, Silver Support Plan (5x9x4 on-site), Uplift, annual, zone 1 | 6875
SDY75-LSHD-GL11 | Quantum DXI7500 Express System, 11TB usable, Gold Support Plan (7x24x4 on-site), Uplift, annual, zone 1 | 9000
SDY75-LSHD-GN11 | Quantum DXi7500 Express System, 11TB usable, Next Business Day Gold Support Plan (7x24xNBD on-site), Uplift, annual, zone 1 | 8625
SDY75-LSHD-SL11 | Quantum DXI7500 Express System, 11TB usable, Silver Support Plan (5x9x4 on-site), Uplift, annual, zone 1 | 8250
SDY75-LSPC-GL11 | Quantum DXI7500 System, 18TB usable, Gold Support Plan (7x24x4 on-site), Uplift, annual, zone 1 | 17250
SDY75-LSPC-GN11 | Quantum DXI7500 System, 18TB usable, Next Business Day Gold Support Plan (7x24xNBD onsite), Uplift, annual, zone 1 | 16531
SDY75-LSPC-SL11 | Quantum DXI7500 System, 18TB usable, Silver Support Plan (5x9x4 on-site), Uplift, annual, zone 1 | 15813
SDY75-LSPD-GL11 | Quantum DXI7500 System, 22TB usable, Gold Support Plan (7x24x4 on-site), Uplift, annual, zone 1 | 21000
SDY75-LSPD-GN11 | Quantum DXi7500 System, 22TB usable, Next Business Day Gold Support Plan (7x24xNBD on-site), Uplift, annual, zone 1 | 20125
SDY75-LSPD-SL11 | Quantum DXI7500 System, 22TB usable, Silver Support Plan (5x9x4 on-site), Uplift, annual, zone 1 | 19250
SDY75-LPPC-GL11 | Quantum DXI7500 Array Module and Expansion Module, 18TB usable, Gold Support Plan (7x24x4 on-site), Uplift, annual, zone 1 | 12150
SDY75-LPPC-GN11 | Quantum DXi7500 Array Module and Expansion Module, 18TB usable, Next Business Day Gold Support Plan (7x24xNBD on-site), Uplift, annual, zone 1 | 11644
SDY75-LPPC-SL11 | Quantum DXI7500 Array Module and Expansion Module, 18TB usable, Silver Support Plan (5x9x4 on-site), Uplift, annual, zone 1 | 11138
SDY75-LPPD-GL11 | Quantum DXI7500 Array Module and Expansion Module, 22TB usable, Gold Support Plan (7x24x4 on-site), Uplift, annual, zone 1 | 14850
SDY75-LPPD-GN11 | Quantum DXi7500 Array Module and Expansion Module, 22TB usable, Next Business Day Gold Support Plan (7x24xNBD on-site), Uplift, annual, zone 1 | 14231
SDY75-LPPD-SL11 | Quantum DXI7500 Array Module and Expansion Module, 22TB usable, Silver Support Plan (5x9x4 on-site), Uplift, annual, zone 1 | 13613
SDY75-LAHC-GL11 | Quantum DXI7500 Array Module, 9TB usable, Gold Support Plan (7x24x4 on-site), Uplift, annual, zone 1 | 6259
SDY75-LAHC-GN11 | Quantum DXi7500 Array Module, 9TB usable, Next Business Day Gold Support Plan (7x24xNBD on-site), Uplift, annual, zone 1 | 5998
SDY75-LAHC-SL11 | Quantum DXI7500 Array Module, 9TB usable, Silver Support Plan (5x9x4 on-site), Uplift, annual, zone 1 | 5738
SDY75-LAHD-GL11 | Quantum DXI7500 Array Module, 11TB usable, Gold Support Plan (7x24x4 on-site), Uplift, annual, zone 1 | 7650
SDY75-LAHD-GN11 | Quantum DXi7500 Array Module, 11TB usable, Next Business Day Gold Support Plan (7x24xNBD on-site), Uplift, annual, zone 1 | 7331
SDY75-LAHD-SL11 | Quantum DXI7500 Array Module, 11TB usable, Silver Support Plan (5x9x4 on-site), Uplift, annual, zone 1 | 7013
SDY75-LCHC-GL11 | Quantum DXI7500 Expansion Module, 9TB usable, Gold Support Plan (7x24x4 on-site), Uplift, annual, zone 1 | 5988
SDY75-LCHC-GN11 | Quantum DXi7500 Expansion Module, 9TB usable, Next Business Day Gold Support Plan (7x24xNBD on-site), Uplift, annual, zone 1 | 5738
SDY75-LCHC-SL11 | Quantum DXI7500 Expansion Module, 9TB usable, Silver Support Plan (5x9x4 on-site), Uplift, annual, zone 1 | 5489
SDY75-LCHD-GL11 | Quantum DXI7500 Expansion Module, 11TB usable, Gold Support Plan (7x24x4 on-site), Uplift, annual, zone 1 | 7318
SDY75-LCHD-GN11 | Quantum DXi7500 Expansion Module, 11TB usable, Next Business Day Gold Support Plan (7x24xNBD on-site), Uplift, annual, zone 1 | 7014
SDY75-LCHD-SL11 | Quantum DXI7500 Expansion Module, 11TB usable, Silver Support Plan (5x9x4 on-site), Uplift, annual, zone 1 | 6709
SDY75-LUHC-GL11 | Quantum DXI7500 Express Upgrade Pack, 9TB to 18TB usable, Gold Support Plan (7x24x4 on-site), Uplift, annual, zone 1 | 12000
SDY75-LUHC-GN11 | Quantum DXi7500 Express Upgrade Pack, 9TB to 18TB usable, Next Business Day Gold Support Plan (7x24xNBD on-site), Uplift, annual, zone 1 | 8625
SDY75-LUHC-SL11 | Quantum DXI7500 Express Upgrade Pack, 9TB to 18TB usable, Silver Support Plan (5x9x4 on-site), Uplift, annual, zone 1 | 11000
SDY75-LUHD-GL11 | Quantum DXi7500 Express Upgrade Pack, 11TB to 22TB usable, Gold Support Plan (7x24x4 on-site), Uplift, annual, zone 1 | 14700
SDY75-LUHD-GN11 | Quantum DXi7500 Express Upgrade Pack, 11TB to 22TB usable, Next Business Day Gold Support Plan (7x24xNBD on-site), Uplift, annual, zone 1 | 14088
SDY75-LUHD-SL11 | Quantum DXI7500 Express Upgrade Pack, 11TB to 22TB usable, Silver Support Plan (5x9x4 on-site), Uplift, annual, zone 1 | 13475
Quantum DXi7500 Warranty Uplifts: Express Software Package
SDY75-RLDN-T710 | Quantum DXi7500 Express Software Package, 9TB or 11TB usable, 7x24hr Software Support, Uplift/Renewal, annual, all zones Can be used to uplift the included three-month 5x9 software support to a full year of 7x24 software support or as a renewal of 7x24 software support. Required if this software option is licensed when hardware is covered by a Gold or Next Business Day Gold support plan. | 5738
Quantum DXi7500 Warranty Uplifts: De-Duplication Option
SDY75-RLD0-T710 | Quantum DXi7500 De-duplication, up to 5TB, 7x24hr Software Phone Support, Uplift/Renewal, annual, all zones Can be used to uplift the included three-month 5x9 software support to a full year of 7x24 software support or as a renewal of 7x24 software support. Required if this software option is licensed when hardware is covered by a Gold or Next Business Day Gold support plan. | 3750
SDY75-RLD1-T710 | Quantum DXi7500 De-duplication, up to 10TB, 7x24hr Software Phone Support, Uplift/Renewal, annual, all zones | 7500
SDY75-RLD2-T710 | Quantum DXi7500 De-duplication, up to 20TB, 7x24hr Software Phone Support, Uplift/Renewal, annual, all zones Can be used to uplift the included three-month 5x9 software support to a full year of 7x24 software support or as a renewal of 7x24 software support. Required if this software option is licensed when hardware is covered by a Gold or Next Business Day Gold support plan. | 13500
SDY75-RLD5-T710 | Quantum DXi7500 De-duplication, up to 50TB, 7x24hr Software Phone Support, Uplift/Renewal, annual, all zones Can be used to uplift the included three-month 5x9 software support to a full year of 7x24 software support or as a renewal of 7x24 software support. Required if this software option is licensed when hardware is covered by a Gold or Next Business Day Gold support plan. | 30000
SDY75-RLDA-T710 | Quantum DXi7500 De-duplication, up to 100TB, 7x24hr Software Phone Support, Uplift/Renewal, annual, all zones | 56250
Quantum DXi7500 Warranty Uplifts: Replication Option
SDY75-RLR0-T710 | Quantum DXi7500 Replication up to 5TB, 7x24hr Software Phone Support, Uplift/Renewal, annual, all zones Can be used to uplift the included three-month 5x9 software support to a full year of 7x24 software support or as a renewal of 7x24 software support. Required if this software option is licensed when hardware is covered by a Gold or Next Business Day Gold support plan. | 1500
SDY75-RLR1-T710 | Quantum DXi7500 Replication, up to 10TB, 7x24hr Software Phone Support, Uplift/Renewal, annual, all zones | 3000
SDY75-RLR2-T710 | Quantum DXi7500 Replication, up to 20TB, 7x24hr Software Phone Support, Uplift/Renewal, annual, all zones Can be used to uplift the included three-month 5x9 software support to a full year of 7x24 software support or as a renewal of 7x24 software support. Required if this software option is licensed when hardware is covered by a Gold or Next Business Day Gold support plan. | 5400
SDY75-RLR5-T710 | Quantum DXi7500 Replication, up to 50TB, 7x24hr Software Phone Support, Uplift/Renewal, annual, all zones Can be used to uplift the included three-month 5x9 software support to a full year of 7x24 software support or as a renewal of 7x24 software support. Required if this software option is licensed when hardware is covered by a Gold or Next Business Day Gold support plan. | 12000
SDY75-RLRA-T710 | Quantum DXi7500 Replication, up to 100TB, 7x24hr Software Phone Support, Uplift/Renewal, annual, all zones | 22500
Quantum DXi7500 Warranty Uplifts: Shadow Tape Creation, Direct-To-Tape or Path-To-Tape Options
SDY75-RLX1-T710 | Quantum DXi7500 Shadow Tape Creation, NetBackup Direct-To-Tape or NetWorker Path-To-Tape, per physical tape drive, 7x24hr Software Phone Support, Uplift/Renewal, annual, all zones Can be used to uplift the included three-month 5x9 software support to a full year of 7x24 software support or as a renewal of 7x24 software support. One required for each physical tape drive using each of these software packages that are licensed when hardware is covered by a Gold or Next Business Day Gold support plan. For example, if using two tape drives with Shadow Tape Creation and five tape drives with Direct-To-Tape, then order quantity seven. | 375
Quantum DXi7500 Warranty Uplifts: NAS Presentation Layer Option
SDY75-RLNP-T710 | Quantum DXi7500 NAS Presentation Layer, 7x24hr Software Phone Support, Uplift/Renewal, annual, all zones Can be used to uplift the included three-month 5x9 software support to a full year of 7x24 software support or as a renewal of 7x24 software support. Required if this software option is licensed when hardware is covered by a Gold or Next Business Day Gold support plan. | 338
Quantum DXi7500 Warranty Uplifts: Symantec OSI API
SDY75-RLA0-T710 | Quantum DXi7500 Symantec OST API, 7x24hr Software Phone Support, Uplift/Renewal, annual, all zones Can be used to uplift the included three-month 5x9 software support to a full year of 7x24 software support or as a renewal of 7x24 software support. Required if this software option is licensed when hardware is covered by a Gold or Next Business Day Gold or Next Business Day Gold support plan. | 3000
Quantum DXi7500 Warranty Uplifts: Virtual Tape Library (VTL) Option
SDY75-RLV4-T710 | Quantum DXi7500 Virtual Tape Library (VTL), per 40 virtual tape drives (VTDs), 7x24hr Software Phone Support, Uplift/Renewal, annual, all zones Can be used to uplift the included three-month 5x9 software support to a full year of 7x24 software support or as a renewal of 7x24 software support. Required if this software option is licensed when hardware is covered by a Gold or Next Business Day Gold support plan. | 750
Quantum DXi7500 Service Renewals: Systems and Hardware Options
SDY75-RSHC-GL11 | Quantum DXI7500 Express System, 9TB usable, Gold Support Plan (7x24x4 on-site), Renewal, annual, zone 1 | 9750
SDY75-RSHC-GN11 | Quantum DXI7500 Express System, 9TB usable, Next Business Day Gold Support Plan (7x24xNBD onsite), Renewal, annual, zone 1 | 9344
SDY75-RSHC-SL11 | Quantum DXI7500 Express System, 9TB usable, Silver Support Plan (5x9x4 on-site), Renewal, annual, zone 1 | 8938
SDY75-RSHC-BL11 | Quantum DXI7500 Express System, 9TB usable, Bronze Support Plan (5x9xNBD on-site), Renewal, annual, zone 1 | 6500
SDY75-RSHD-GL11 | Quantum DXI7500 Express System, 11TB usable, Gold Support Plan (7x24x4 on-site), Renewal, annual, zone 1 | 11700
SDY75-RSHD-GN11 | Quantum DXi7500 Express System, 11TB usable, Next Business Day Gold Support Plan (7x24xNBD on-site), Renewal, annual, zone 1 | 11213
SDY75-RSHD-SL11 | Quantum DXI7500 Express System, 11TB usable, Silver Support Plan (5x9x4 on-site), Renewal, annual, zone 1 | 10725
SDY75-RSHD-BL11 | Quantum DXI7500 Express System, 11TB usable, Bronze Support Plan (5x9xNBD on-site), Renewal, annual, zone 1 | 7800
SDY75-RSPC-GL11 | Quantum DXI7500 System, 18TB usable, Gold Support Plan (7x24x4 on-site), Renewal, annual, zone 1 | 22425
SDY75-RSPC-GN11 | Quantum DXi7500 System, 18TB usable, Next Business Day Gold Support Plan (7x24xNBD on-site), Renewal, annual, zone 1 | 21491
SDY75-RSPC-SL11 | Quantum DXI7500 System, 18TB usable, Silver Support Plan (5x9x4 on-site), Renewal, annual, zone 1 | 20556
SDY75-RSPC-BL11 | Quantum DXI7500 System, 18TB usable, Bronze Support Plan (5x9xNBD on-site), Renewal, annual, zone 1 | 14950
SDY75-RSPD-GL11 | Quantum DXI7500 System, 22TB usable, Gold Support Plan (7x24x4 on-site), Renewal, annual, zone 1 | 27300
SDY75-RSPD-GN11 | Quantum DXi7500 System, 22TB usable, Next Business Day Gold Support Plan (7x24xNBD on-site), Renewal, annual, zone 1 | 26163
SDY75-RSPD-SL11 | Quantum DXI7500 System, 22TB usable, Silver Support Plan (5x9x4 on-site), Renewal, annual, zone 1 | 25025
SDY75-RSPD-BL11 | Quantum DXI7500 System, 22TB usable, Bronze Support Plan (5x9xNBD on-site), Renewal, annual, zone 1 | 18200
SDY75-RPPC-GL11 | Quantum DXI7500 Array Module and Expansion Module, 18TB usable, Gold Support Plan (7x24x4 on-site), Renewal, annual, zone 1 | 15795
SDY75-RPPC-GN11 | Quantum DXi7500 Array Module and Expansion Module, 18TB usable, Next Business Day Gold Support Plan (7x24xNBD on-site), Renewal, annual, zone 1 | 15138
SDY75-RPPC-SL11 | Quantum DXI7500 Array Module and Expansion Module, 18TB usable, Silver Support Plan (5x9x4 on-site), Renewal, annual, zone 1 | 14479
SDY75-RPPC-BL11 | Quantum DXI7500 Array Module and Expansion Module, 18TB usable, Bronze Support Plan (5x9xNBD on-site), Renewal, annual, zone 1 | 10530
SDY75-RPPD-GL11 | Quantum DXI7500 Array Module and Expansion Module, 22TB usable, Gold Support Plan (7x24x4 on-site), Renewal, annual, zone 1 | 19305
SDY75-RPPD-GN11 | Quantum DXi7500 Array Module and Expansion Module, 22TB usable, Next Business Day Gold Support Plan (7x24xNBD on-site), Renewal, annual, zone 1 | 18501
SDY75-RPPD-SL11 | Quantum DXI7500 Array Module and Expansion Module, 22TB usable, Silver Support Plan (5x9x4 on-site), Renewal, annual, zone 1 | 17696
SDY75-RPPD-BL11 | Quantum DXI7500 Array Module and Expansion Module, 22TB usable, Bronze Support Plan (5x9xNBD on-site), Renewal, annual, zone 1 | 12870
SDY75-RAHC-GL11 | Quantum DXI7500 Array Module, 9TB usable, Gold Support Plan (7x24x4 on-site), Renewal, annual, zone 1 | 8136
SDY75-RAHC-GN11 | Quantum DXi7500 Array Module, 9TB usable, Next Business Day Gold Support Plan (7x24xNBD on-site), Renewal, annual, zone 1 | 7798
SDY75-RAHC-SL11 | Quantum DXI7500 Array Module, 9TB usable, Silver Support Plan (5x9x4 on-site), Renewal, annual, zone 1 | 7459
SDY75-RAHC-BL11 | Quantum DXI7500 Array Module, 9TB usable, Bronze Support Plan (5x9xNBD on-site), Renewal, annual, zone 1 | 5424
SDY75-RAHD-GL11 | Quantum DXI7500 Array Module, 11TB usable, Gold Support Plan (7x24x4 on-site), Renewal, annual, zone 1 | 9945
SDY75-RAHD-GN11 | Quantum DXi7500 Array Module, 11TB usable, Next Business Day Gold Support Plan (7x24xNBD on-site), Renewal, annual, zone 1 | 9531
SDY75-RAHD-SL11 | Quantum DXI7500 Array Module, 11TB usable, Silver Support Plan (5x9x4 on-site), Renewal, annual, zone 1 | 9116
SDY75-RAHD-BL11 | Quantum DXI7500 Array Module, 11TB usable, Bronze Support Plan (5x9xNBD on-site), Renewal, annual, zone 1 | 6630
SDY75-RCHC-GL11 | Quantum DXI7500 Expansion Module, 9TB usable, Gold Support Plan (7x24x4 on-site), Renewal, annual, zone 1 | 7784
SDY75-RCHC-GN11 | Quantum DXi7500 Expansion Module, 9TB usable, Next Business Day Gold Support Plan (7x24xNBD on-site), Renewal, annual, zone 1 | 7459
SDY75-RCHC-SL11 | Quantum DXI7500 Expansion Module, 9TB usable, Silver Support Plan (5x9x4 on-site), Renewal, annual, zone 1 | 7135
SDY75-RCHC-BL11 | Quantum DXI7500 Expansion Module, 9TB usable, Bronze Support Plan (5x9xNBD on-site), Renewal, annual, zone 1 | 5189
SDY75-RCHD-GL11 | Quantum DXI7500 Expansion Module, 11TB usable, Gold Support Plan (7x24x4 on-site), Renewal, annual, zone 1 | 9514
SDY75-RCHD-GN11 | Quantum DXi7500 Expansion Module, 11TB usable, Next Business Day Gold Support Plan (7x24xNBD on-site), Renewal, annual, zone 1 | 9118
SDY75-RCHD-SL11 | Quantum DXI7500 Expansion Module, 11TB usable, Silver Support Plan (5x9x4 on-site), Renewal, annual, zone 1 | 8721
SDY75-RCHD-BL11 | Quantum DXI7500 Expansion Module, 11TB usable, Bronze Support Plan (5x9xNBD on-site), Renewal, annual, zone 1 | 6343
SDY75-RUHC-GL11 | Quantum DXI7500 Express Upgrade Pack, 9TB to 18TB usable, Gold Support Plan (7x24x4 on-site), Renewal, annual, zone 1 | 15600
SDY75-RUHC-GN11 | Quantum DXi7500 Express Upgrade Pack, 9TB to 18TB usable, Next Business Day Gold Support Plan (7x24xNBD on-site), Renewal, annual, zone 1 | 11213
SDY75-RUHC-SL11 | Quantum DXI7500 Express Upgrade Pack, 9TB to 18TB usable, Silver Support Plan (5x9x4 on-site), Renewal, annual, zone 1 | 14300
SDY75-RUHC-BL11 | Quantum DXI7500 Express Upgrade Pack, 9TB to 18TB usable, Bronze Support Plan (5x9xNBD on-site), Renewal, annual, zone 1 | 10400
SDY75-RUHD-GL11 | Quantum DXI7500 Express Upgrade Pack, 11TB to 22TB usable, Gold Support Plan (7x24x4 on-site), Renewal, annual, zone 1 | 19110
SDY75-RUHD-GN11 | Quantum DXi7500 Express Upgrade Pack, 11TB to 22TB usable, Next Business Day Gold Support Plan (7x24xNBD on-site), Renewal, annual, zone 1 | 18314
SDY75-RUHD-SL11 | Quantum DXI7500 Express Upgrade Pack, 11TB to 22TB usable, Silver Support Plan (5x9x4 on-site), Renewal, annual, zone 1 | 17518
SDY75-RUHD-BL11 | Quantum DXI7500 Express Upgrade Pack, 11TB to 22TB usable, Bronze Support Plan (5x9xNBD on-site), Renewal, annual, zone 1 | 12740
SDBBB-RDSA-NR11 | DX3000/DX5000/DXi3500/DXi5500/DXi7500 Express Non-Returnable Disk Drive Charge, annual, zone 1 Add this surcharge as another line item with each DX3000/DX5000/DXi3500/DXi5500/DXi7500 Express disk-based system sold to a secure site. This line item should be added to the product with or without an uplift contract. | 2750
SDY75-RDSA-NR11 | Quantum DXi7500 Non-Returnable Disk Drive Service Charge, 18TB Systems and above, annual, zone 1 Add this surcharge as another line item with each DXi7500 disk-based system (18TB and above) sold to a secure site. This line item should be added to the product with or without an uplift contract. | 6250
Quantum DXi7500 Service Renewals: Express Software Package
SDY75-RLDN-T510 | Quantum DXi7500 Express Software Package, 9TB or 11TB usable, 5x9hr Software Support, Extension/Renewal, annual, all zones Required if this software option is licensed when hardware is covered by a Bronze or Silver support plan. The equivalent 5x9 software support nine-month extension (extending coverage for the first full year) is required as a prerequisite with this software option when additional annual 5x9 software support options are ordered for the second and subsequent years. | 5260
SDY75-RLDN-T710 | Quantum DXi7500 Express Software Package, 9TB or 11TB usable, 7x24hr Software Support, Uplift/Renewal, annual, all zones Can be used to uplift the included three-month 5x9 software support to a full year of 7x24 software support or as a renewal of 7x24 software support. Required if this software option is licensed when hardware is covered by a Gold or Next Business Day Gold support plan. | 5738
Quantum DXi7500 Service Renewals: De-Dupliacation Option
SDY75-RLD0-T510 | Quantum DXi7500 De-duplication, up to 5TB, 5x9hr Software Phone Support, Extension/Renewal, annual, all zones Required if this software option is licensed when hardware is covered by a Bronze or Silver support plan. The equivalent 5x9 software support nine-month extension (extending coverage for the first full year) is required as a prerequisite with this software option when additional annual 5x9 software support options are ordered for the second and subsequent years. | 3438
SDY75-RLD0-T710 | Quantum DXi7500 De-duplication, up to 5TB, 7x24hr Software Phone Support, Uplift/Renewal, annual, all zones Can be used to uplift the included three-month 5x9 software support to a full year of 7x24 software support or as a renewal of 7x24 software support. Required if this software option is licensed when hardware is covered by a Gold or Next Business Day Gold support plan. | 3750
SDY75-RLD1-T510 | Quantum DXi7500 De-duplication, up to 10TB, 5x9hr Software Phone Support, Extension/Renewal, annual, all zones | 6875
SDY75-RLD1-T710 | Quantum DXi7500 De-duplication, up to 10TB, 7x24hr Software Phone Support, Uplift/Renewal, annual, all zones | 7500
SDY75-RLD2-T510 | Quantum DXi7500 De-duplication, up to 20TB, 5x9hr Software Phone Support, Extension/Renewal, annual, all zones Required if this software option is licensed when hardware is covered by a Bronze or Silver support plan. The equivalent 5x9 software support nine-month extension (extending coverage for the first full year) is required as a prerequisite with this software option when additional annual 5x9 software support options are ordered for the second and subsequent years. | 12375
SDY75-RLD2-T710 | Quantum DXi7500 De-duplication, up to 20TB, 7x24hr Software Phone Support, Uplift/Renewal, annual, all zones Can be used to uplift the included three-month 5x9 software support to a full year of 7x24 software support or as a renewal of 7x24 software support. Required if this software option is licensed when hardware is covered by a Gold or Next Business Day Gold support plan. | 13500
SDY75-RLD5-T510 | Quantum DXi7500 De-duplication, up to 50TB, 5x9hr Software Phone Support, Extension/Renewal, annual, all zones Required if this software option is licensed when hardware is covered by a Bronze or Silver support plan. The equivalent 5x9 software support nine-month extension (extending coverage for the first full year) is required as a prerequisite with this software option when additional annual 5x9 software support options are ordered for the second and subsequent years. | 27500
SDY75-RLD5-T710 | Quantum DXi7500 De-duplication, up to 50TB, 7x24hr Software Phone Support, Uplift/Renewal, annual, all zones Can be used to uplift the included three-month 5x9 software support to a full year of 7x24 software support or as a renewal of 7x24 software support. Required if this software option is licensed when hardware is covered by a Gold or Next Business Day Gold support plan. | 30000
SDY75-RLDA-T510 | Quantum DXi7500 De-duplication, up to 100TB, 5x9hr Software Phone Support, Extension/Renewal, annual, all zones | 51563
SDY75-RLDA-T710 | Quantum DXi7500 De-duplication, up to 100TB, 7x24hr Software Phone Support, Uplift/Renewal, annual, all zones | 56250
Quantum DXi7500 Service Renewals: Replication Option
SDY75-RLR0-T510 | Quantum DXi7500 Replication up to 5TB, 5x9hr Software Phone Support, Extension/Renewal, annual, all zones Required if this software option is licensed when hardware is covered by a Bronze or Silver support plan. The equivalent 5x9 software support nine-month extension (extending coverage for the first full year) is required as a prerequisite with this software option when additional annual 5x9 software support options are ordered for the second and subsequent years. | 1375
SDY75-RLR0-T710 | Quantum DXi7500 Replication up to 5TB, 7x24hr Software Phone Support, Uplift/Renewal, annual, all zones Can be used to uplift the included three-month 5x9 software support to a full year of 7x24 software support or as a renewal of 7x24 software support. Required if this software option is licensed when hardware is covered by a Gold or Next Business Day Gold support plan. | 1500
SDY75-RLR1-T510 | Quantum DXi7500 Replication, up to 10TB, 5x9hr Software Phone Support, Extension/Renewal, annual, all zones | 2750
SDY75-RLR1-T710 | Quantum DXi7500 Replication, up to 10TB, 7x24hr Software Phone Support, Uplift/Renewal, annual, all zones | 3000
SDY75-RLR2-T510 | Quantum DXi7500 Replication, up to 20TB, 5x9hr Software Phone Support, Extension/Renewal, annual, all zones Required if this software option is licensed when hardware is covered by a Bronze or Silver support plan. The equivalent 5x9 software support nine-month extension (extending coverage for the first full year) is required as a prerequisite with this software option when additional annual 5x9 software support options are ordered for the second and subsequent years. | 4950
SDY75-RLR2-T710 | Quantum DXi7500 Replication, up to 20TB, 7x24hr Software Phone Support, Uplift/Renewal, annual, all zones Can be used to uplift the included three-month 5x9 software support to a full year of 7x24 software support or as a renewal of 7x24 software support. Required if this software option is licensed when hardware is covered by a Gold or Next Business Day Gold support plan. | 5400
SDY75-RLR5-T510 | Quantum DXi7500 Replication, up to 50TB, 5x9hr Software Phone Support, Extension/Renewal, annual, all zones Required if this software option is licensed when hardware is covered by a Bronze or Silver support plan. The equivalent 5x9 software support nine-month extension (extending coverage for the first full year) is required as a prerequisite with this software option when additional annual 5x9 software support options are ordered for the second and subsequent years. | 11000
SDY75-RLR5-T710 | Quantum DXi7500 Replication, up to 50TB, 7x24hr Software Phone Support, Uplift/Renewal, annual, all zones Can be used to uplift the included three-month 5x9 software support to a full year of 7x24 software support or as a renewal of 7x24 software support. Required if this software option is licensed when hardware is covered by a Gold or Next Business Day Gold support plan. | 12000
SDY75-RLRA-T510 | Quantum DXi7500 Replication, up to 100TB, 5x9hr Software Phone Support, Extension/Renewal, annual, all zones | 20625
SDY75-RLRA-T710 | Quantum DXi7500 Replication, up to 100TB, 7x24hr Software Phone Support, Uplift/Renewal, annual, all zones | 22500
Quantum DXi7500 Service Renewals: Shadow Tape Creation, Direct-To-Tape or Path-To-Tape Options
SDY75-RLX1-T510 | Quantum DXi7500 Shadow Tape Creation, NetBackup Direct-To-Tape or NetWorker Path-To-Tape, per physical tape drive, 5x9hr Software Phone Support, Extension/Renewal, annual, all zones One required for each physical tape drive using each of these software packages that are licensed when hardware is covered by a Bronze or Silver support plan. For example, if using two tape drives with Shadow Tape Creation and five tape drives with Direct-To-Tape, then order quantity seven. The equivalent 5x9 software support nine-month extension (extending coverage for the first full year) is required as a prerequisite with any of these software options when additional annual 5x9 software support options are ordered for the second and subsequent years. | 344
SDY75-RLX1-T710 | Quantum DXi7500 Shadow Tape Creation, NetBackup Direct-To-Tape or NetWorker Path-To-Tape, per physical tape drive, 7x24hr Software Phone Support, Uplift/Renewal, annual, all zones Can be used to uplift the included three-month 5x9 software support to a full year of 7x24 software support or as a renewal of 7x24 software support. One required for each physical tape drive using each of these software packages that are licensed when hardware is covered by a Gold or Next Business Day Gold support plan. For example, if using two tape drives with Shadow Tape Creation and five tape drives with Direct-To-Tape, then order quantity seven. | 375
Quantum DXi7500 Service Renewals: NAS Presentation Layer Option
SDY75-RLNP-T710 | Quantum DXi7500 NAS Presentation Layer, 7x24hr Software Phone Support, Uplift/Renewal, annual, all zones Can be used to uplift the included three-month 5x9 software support to a full year of 7x24 software support or as a renewal of 7x24 software support. Required if this software option is licensed when hardware is covered by a Gold or Next Business Day Gold support plan. | 338
SDY75-RLNP-T510 | Quantum DXi7500 NAS Presentation Layer, 5x9hr Software Phone Support, Extension/Renewal, annual, all zones Required if this software option is licensed when hardware is covered by a Bronze or Silver support plan. The equivalent 5x9 software support nine-month extension (extending coverage for the first full year) is required as a prerequisite with this software option when additional annual 5x9 software support options are ordered for the second and subsequent years. | 310
Quantum DXi7500 Service Renewals: Symantec OSI API
SDY75-RLA0-T510 | Quantum DXi7500 Symantec OST API, 5x9hr Software Phone Support, Extension/Renewal, annual, all zones Required if this software option is licensed when hardware is covered by a Bronze or Silver support plan. The equivalent 5x9 software support nine-month extension (extending coverage for the first full year) is required as a prerequisite with this software option when additional annual 5x9 software support options are ordered for the second and subsequent years. | 2750
SDY75-RLA0-T710 | Quantum DXi7500 Symantec OST API, 7x24hr Software Phone Support, Uplift/Renewal, annual, all zones Can be used to uplift the included three-month 5x9 software support to a full year of 7x24 software support or as a renewal of 7x24 software support. Required if this software option is licensed when hardware is covered by a Gold or Next Business Day Gold or Next Business Day Gold support plan. | 3000
Quantum DXi7500 Service Renewals: Virtual Tape Library (VTL) Option
SDY75-RLV4-T510 | Quantum DXi7500 Virtual Tape Library (VTL), per 40 virtual tape drives (VTDs), 5x9hr Software Phone Support, Extension/Renewal, annual, all zones Required if this software option is licensed when hardware is covered by a Bronze or Silver support plan. The equivalent 5x9 software support nine-month extension (extending coverage for the first full year) is required as a prerequisite with this software option when additional annual 5x9 software support options are ordered for the second and subsequent years. | 688
SDY75-RLV4-T710 | Quantum DXi7500 Virtual Tape Library (VTL), per 40 virtual tape drives (VTDs), 7x24hr Software Phone Support, Uplift/Renewal, annual, all zones Can be used to uplift the included three-month 5x9 software support to a full year of 7x24 software support or as a renewal of 7x24 software support. Required if this software option is licensed when hardware is covered by a Gold or Next Business Day Gold support plan. | 750
Quantum SuperLoader 3 LTO-4
EC-LLEAA-YF | Quantum SuperLoader 3, one LTO-4 tape drive, eight slots, LVD SCSI, rackmount, barcode reader Includes one eight-cartridge removable magazine, Symantec Backup Exec QuickStart software, 30 data and five cleaning barcode labels, one HD68 male SCSI terminator, one 6.6ft (2m) SCSI cable with HD68 male connector at library end and VHDCI connector at server end, and one 10ft (3.1m) Ethernet cable with RJ45 connectors. Shipments to EMEA include European and UK power cords. Shipments to other regions include a North American power cord. | 7938
EC-L2EAA-YF | Quantum SuperLoader 3, one LTO-4 tape drive, 16 slots, LVD SCSI, rackmount, barcode reader Includes two eight-cartridge removable magazines, Symantec Backup Exec QuickStart software, 30 data and five cleaning barcode labels, one HD68 male SCSI terminator, one 6.6ft (2m) SCSI cable with HD68 male connector at library end and VHDCI connector at server end, and one 10ft (3.1m) Ethernet cable with RJ45 connectors. Shipments to EMEA include European and UK power cords. Shipments to other regions include a North American power cord. | 8563
Quantum SuperLoader 3 LTO-4HH
EC-LLFAE-YF | Quantum SuperLoader 3, one LTO-4HH tape drive, eight slots, SAS, rackmount, barcode reader Includes one eight-cartridge removable magazine, Symantec Backup Exec QuickStart software, 30 data and five cleaning barcode labels, one 6.6ft (2m) SFF8470 to SFF8088 SAS cable, and one 10ft (3.1m) Ethernet cable with RJ45 connectors. Shipments to EMEA include European and UK power cords. Shipments to other regions include North American power cord. | 7188
EC-L2FAE-YF | Quantum SuperLoader 3, one LTO-4HH tape drive, 16 slots, SAS, rackmount, barcode reader Includes two eight-cartridge removable magazine, Symantec Backup Exec QuickStart software, 30 data and five cleaning barcode labels, one 6.6ft (2m) SFF8470 to SFF8088 SAS cable, and one 10ft (3.1m) Ethernet cable with RJ45 connectors. Shipments to EMEA include European and UK power cords. Shipments to other regions include North American power cord. | 7813
Quantum SuperLoader 3 LTO-3
EC-LL8AC-YF | Quantum SuperLoader 3, one LTO-3 tape drive, eight slots, 2Gbit native Fibre Channel, rackmount, barcode reader Includes one eight-cartridge removable magazine, Symantec Backup Exec QuickStart software, 30 data and five cleaning barcode labels, one 6.6ft (2m) Fibre Channel cable with LC duplex connectors and one 10ft (3.1m) Ethernet cable with RJ45 connectors. Shipments to EMEA include European and UK power cords. Shipments to other regions include a North American power cord. | 10936
EC-L28AC-YF | Quantum SuperLoader 3, one LTO-3 tape drive, 16 slots, 2Gbit native Fibre Channel, rackmount, barcode reader Includes two eight-cartridge removable magazines, Symantec Backup Exec QuickStart software, 30 data and five cleaning barcode labels, one 6.6ft (2m) Fibre Channel cable with LC duplex connectors, and one 10ft (3.1m) Ethernet cable with RJ45 connectors. Shipments to EMEA include European and UK power cords. Shipments to other regions include a North American power cord. | 11874
EC-L2DAG-YF | Quantum SuperLoader 3A Professional Video, one LTO-3A tape drive, 16 slots, Gigabit Ethernet, rackmount, barcode reader (EMEA) Includes two eight-cartridge removable magazines, Quick Start card, product manual CD, 10 ft (3.0m) shielded CAT-6 Ethernet cable with RJ45 connectors. Shipments to EMEA include 6.25ft (1.9m) European and UK power cords. Shipments to other regions include 6.25ft (1.9m) North American power cord. | 18673
Quantum SuperLoader 3 LTO-3HH
EC-LLDAA-YF | Quantum SuperLoader 3, one LTO-3HH tape drive, eight slots, LVD SCSI, rackmount, barcode reader Includes one eight-cartridge removable magazine, Symantec Backup Exec QuickStart software, 30 data and five cleaning barcode labels, one HD68 male SCSI terminator, one 6.6ft (2m) SCSI cable with HD68 male connector at library end and VHDCI connector at server end, and one 10ft (3.1m) Ethernet cable with RJ45 connectors. Shipments to EMEA include European and UK power cords. Shipments to other regions include a North American power cord. | 6414
EC-L2DAA-YF | Quantum SuperLoader 3, one LTO-3HH tape drive, 16 slots, LVD SCSI, rackmount, barcode reader Includes two eight-cartridge removable magazines, Symantec Backup Exec QuickStart software, 30 data and five cleaning barcode labels, one HD68 male SCSI terminator, one 6.6ft (2m) SCSI cable with HD68 male connector at library end and VHDCI connector at server end, and one 10ft (3.1m) Ethernet cable with RJ45 connectors. Shipments to EMEA include European and UK power cords. Shipments to other regions include a North American power cord. | 7019
EC-LLDAE-YF | Quantum SuperLoader 3, one LTO-3HH tape drive, eight slots, SAS, rackmount, barcode reader Includes one eight-cartridge removable magazine, Symantec Backup Exec QuickStart software, 30 data and five cleaning barcode labels, one 6.6ft (2m) SFF8470 to SFF8088 SAS cable, and one 10ft (3.1m) Ethernet cable with RJ45 connectors. Shipments to EMEA include European and UK power cords. Shipments to other regions include North American power cord. | 6414
EC-L2DAE-YF | Quantum SuperLoader 3, one LTO-3HH tape drive, 16 slots, SAS, rackmount, barcode reader Includes two eight-cartridge removable magazine, Symantec Backup Exec QuickStart software, 30 data and five cleaning barcode labels, one 6.6ft (2m) SFF8470 to SFF8088 SAS cable, and one 10ft (3.1m) Ethernet cable with RJ45 connectors. Shipments to EMEA include European and UK power cords. Shipments to other regions include North American power cord. | 7019
Quantum SuperLoader 3 LTO-2HH
ER-LL4AA-YF | Quantum SuperLoader 3, one LTO-2HH tape drive, eight slots, LVD SCSI, rackmount, barcode reader Includes one eight-cartridge removable magazine, Symantec Backup Exec QuickStart software, 30 data and five cleaning barcode labels, one HD68 male SCSI terminator, one 6.6ft (2m) SCSI cable with HD68 male connector at library end and VHDCI connector at server end, and one 10ft (3.1m) Ethernet cable with RJ45 connectors. Shipments to EMEA include European and UK power cords. Shipments to other regions include a North American power cord. | 4700
ER-L24AA-YF | Quantum SuperLoader 3, one LTO-2HH tape drive, 16 slots, LVD SCSI, rackmount, barcode reader Includes two eight-cartridge removable magazines, Symantec Backup Exec QuickStart software, 30 data and five cleaning barcode labels, one HD68 male SCSI terminator, one 6.6ft (2m) SCSI cable with HD68 male connector at library end and VHDCI connector at server end, and one 10ft (3.1m) Ethernet cable with RJ45 connectors. Shipments to EMEA include European and UK power cords. Shipments to other regions include a North American power cord. | 5038
Quantum SuperLoader 3 DLT-S4
EC-SL3AC-YF | Quantum SuperLoader 3, one DLT-S4 tape drive, eight slots, 4Gbit native Fibre Channel, rackmount, barcode reader Includes one eight-cartridge removable magazine, Symantec Backup Exec QuickStart software, 25 data and five cleaning barcode labels, one 6.6ft (2m) LC duplex to LC duplex Fibre Channel cable and one 10ft (3.1m) Ethernet cable with RJ45 connectors. Shipments to EMEA include European and UK power cords. Shipments to other regions include a North American power cord. | 10436
EC-S23AC-YF | Quantum SuperLoader 3, one DLT-S4 tape drive, 16 slots, 4Gbit native Fibre Channel, rackmount, barcode reader Includes two eight-cartridge removable magazines, Symantec Backup Exec QuickStart software, 25 data and five cleaning barcode labels, one 6.6ft (2m) LC duplex to LC duplex Fibre Channel cable and one 10ft (3.1m) Ethernet cable with RJ45 connectors. Shipments to EMEA include European and UK power cords. Shipments to other regions include a North American power cord. | 11374
EC-SL3AA-YF | Quantum SuperLoader 3, one DLT-S4 tape drive, eight slots, Ultra 320 SCSI, rackmount, barcode reader Includes one eight-cartridge removable magazine, Symantec Backup Exec QuickStart software, 25 data and five cleaning barcode labels, one 6.6ft (2m) SCSI cable with HD68 male connector at library end and VHDCI connector at server end, and one 10ft (3.1m) Ethernet cable with RJ45 connectors. Shipments to EMEA include European and UK power cords. Shipments to other regions include a North American power cord. | 8561
EC-S23AA-YF | Quantum SuperLoader 3, one DLT-S4 tape drive, 16 slots, Ultra 320 SCSI, rackmount, barcode reader Includes two eight-cartridge removable magazines, Symantec Backup Exec QuickStart software, 25 data and five cleaning barcode labels, one 6.6ft (2m) SCSI cable with HD68 male connector at library end and VHDCI connector at server end, and one 10ft (3.1m) Ethernet cable with RJ45 connectors. Shipments to EMEA include European and UK power cords. Shipments to other regions include a North American power cord. | 9499
Quantum SuperLoader 3 SDLT 600
ER-SL2AA-YF | Quantum SuperLoader 3, one SDLT 600 tape drive, eight slots, LVD SCSI, rackmount, barcode reader Includes one eight-cartridge removable magazine, Symantec Backup Exec QuickStart software, 20 data and five cleaning barcode labels, one HD68 male SCSI terminator, one 6.6ft (2m) SCSI cable with HD68 male connector at library end and VHDCI connector at server end, and one 10ft (3.1m) Ethernet cable with RJ45 connectors. Shipments to EMEA include European and UK power cords. Shipments to other regions include a North American power cord. | 8124
ER-S22AA-YF | Quantum SuperLoader 3, one SDLT 600 tape drive, 16 slots, LVD SCSI, rackmount, barcode reader Includes two eight-cartridge removable magazines, Symantec Backup Exec QuickStart software, 20 data and five cleaning barcode labels, one HD68 male SCSI terminator, one 6.6ft (2m) SCSI cable with HD68 male connector at library end and VHDCI connector at server end, and one 10ft (3.1m) Ethernet cable with RJ45 connectors. Shipments to EMEA include European and UK power cords. Shipments to other regions include a North American power cord. | 9061
EC-S2BAG-YF | Quantum SuperLoader 3A Professional Video, one SDLT 600A tape drive, 16 slots, Gigabit Ethernet, rackmount, barcode reader (EMEA) | 11963
Quantum SuperLoader 3 DLT-V4
EC-SL6AA-YF | Quantum SuperLoader 3, one DLT-V4 tape drive, eight slots, LVD SCSI, rackmount, barcode reader Includes one eight-cartridge removable magazine, Symantec Backup Exec QuickStart software, 25 data and five cleaning barcode labels, one HD68 male SCSI terminator, one 6.6ft (2m) SCSI cable with HD68 male connector at library end and VHDCI connector at server end, and one 10ft (3.1m) Ethernet cable with RJ45 connectors. Shipments to EMEA include European and UK power cords. Shipments to other regions include a North American power cord. | 2756
EC-S26AA-YF | Quantum SuperLoader 3, one DLT-V4 tape drive, 16 slots, LVD SCSI, rackmount, barcode reader Includes two eight-cartridge removable magazines, Symantec Backup Exec QuickStart software, 25 data and five cleaning barcode labels, one HD68 male SCSI terminator, one 6.6ft (2m) SCSI cable with HD68 male connector at library end and VHDCI connector at server end, and one 10ft (3.1m) Ethernet cable with RJ45 connectors. Shipments to EMEA include European and UK power cords. Shipments to other regions include a North American power cord. | 3038
Quantum SuperLoader 3 Accessories
EC-UA9XZ-YF | Quantum SuperLoader 3, Rail Replacement Kit, Rackmount Order if the original rails shipped with the SuperLoader 3 are lost or misplaced. | 69
ER-SF9MZ-YF | Quantum SuperLoader 3 Eight-cartridge DLTtape Magazine Include one eight-cartridge magazine for DLT/SDLT cartridges. | 1244
ER-LF9MZ-YF | Quantum SuperLoader 3 Eight-cartridge LTO Magazine Include one eight-cartridge magazine for LTO cartridges. | 1244
RAK-40U-A | Quantum Standalone Rack, 40U One black rack enclosure (19" W x 40U H internal dimensions) for use with DX-Series and other Quantum products. Includes lockable/removable perforated metal front and split rear doors; solid side panels; ventilated top panel; swivel casters; and PEM nuts for equipment mounting. Does not include power supplies, power cords or AC distribution/power strips. Exterior dimensions: 24" (61cm) wide x 78.75" (200cm) high x 39" (100cm) deep. Interior dimensions (maximum equipment size): 19" (48.26cm) wide x 40U 70" (177.8cm) high x 33.5" (85cm) deep. Empty rack weight: 372 lbs (169kg). Maximum static load: 1,500 lbs (860kg). Does not include installation. If installation is desired, order SN-TC-PNx. | 4166
Quantum Scalar 24 LTO-4 Libraries
9-01579-01 | Quantum Scalar 24 Library, one LTO-4 tape drive, 24 slots, native Fibre Channel Includes barcode labels (1-100 LTO). Last order date 01JUN09. | 15000
9-01580-01 | Quantum Scalar 24 Library, two LTO-4 tape drives, 24 slots, native Fibre Channel Includes barcode labels (1-100 LTO). Last order date 01JUN09. | 23750
9-01575-01 | Quantum Scalar 24 Library, one LTO-4 tape drive, 24 slots, LVD SCSI Includes barcode labels (1-100 LTO). Last order date 01JUN09. | 11563
9-01576-01 | Quantum Scalar 24 Library, two LTO-4 tape drives, 24 slots, LVD SCSI Includes barcode labels (1-100 LTO). Last order date 01JUN09. | 20000
Quantum Scalar 24 LTO-3 Libraries
9-00710-02 | Quantum Scalar 24 Library, one LTO-3 tape drive, 24 slots, native Fibre Channel Includes barcode labels (1-100 LTO). Last order date 01JUN09. | 13750
9-00711-02 | Quantum Scalar 24 Library, two LTO-3 tape drives, 24 slots, native Fibre Channel Includes barcode labels (1-100 LTO). Last order date 01JUN09. | 21250
9-00706-02 | Quantum Scalar 24 Library, one LTO-3 tape drive, 24 slots, LVD SCSI Includes barcode labels (1-100 LTO). Last order date 01JUN09. | 10313
9-00707-02 | Quantum Scalar 24 Library, two LTO-3 tape drives, 24 slots, LVD SCSI Includes barcode labels (1-100 LTO). Last order date 01JUN09. | 18125
Quantum Scalar 24 SDLT 600 Libraries
9-00536-02 | Quantum Scalar 24 Library, one SDLT 600 tape drive, 21 slots, LVD SCSI (EMEA) Includes barcode labels (1-112 SDLT). Last order date 01JUN09. | 19304
9-00537-02 | Quantum Scalar 24 Library, two SDLT 600 tape drives, 21 slots, LVD SCSI (EMEA) Includes barcode labels (1-112 SDLT). Last order date 01JUN09. | 31189
Quantum Scalar 24 Tape Drive Modules
9-01582-01 | Quantum Scalar 24 LTO-4 Tape Drive Module, native Fibre Channel, field upgrade Can only be used in LTO libraries. Tape drive installation (SSCBB-NTDF-012x), covering up to 12 drives, must be ordered separately. Last order date 01JUN10. | 11250
9-01578-01 | Quantum Scalar 24 LTO-4 Tape Drive Module, LVD SCSI, field upgrade Can only be used in LTO libraries. Tape drive installation (SSCBB-NTDL-012x), covering up to 12 drives, must be ordered separately. Last order date 01JUN10. | 9250
9-00713-02 | Quantum Scalar 24 LTO-3 Tape Drive Module, native Fibre Channel, field upgrade Can only be used in LTO libraries. Tape drive installation (SSCBB-NTDF-012x), covering up to 12 drives, must be ordered separately. Last order date 01JUN10. | 10875
9-00709-02 | Quantum Scalar 24 LTO-3 Tape Drive Module, LVD SCSI, field upgrade Can only be used in LTO libraries. Tape drive installation (SSCBB-NTDL-012x), covering up to 12 drives, must be ordered separately. Last order date 01JUN10. | 8875
9-00538-02 | Quantum Scalar 24 SDLT 600 Tape Drive Module, LVD SCSI, field upgrade Can only be used in SDLT 600 libraries. Tape drive installation (SSCBB-NTDL-012x), covering up to 12 drives, must be ordered separately. Last order date 01JUN10. | 13718
9-00223-01 | Quantum Scalar 24 SDLT 320 Tape Drive Module, LVD SCSI, field upgrade Can only be used in SDLT 320 libraries. Tape drive installation (SSCBB-NTDL-012x), covering up to 12 drives, must be ordered separately. Last order date 01JUN10. | 9334
Quantum Scalar 24 Options and Accessories
9-00103-02 | Quantum Scalar 24 Rackmount Kit Includes mounting hardware and instructions. Requires 4U rack space. Last order date 01JUN10. | 268
9-00105-02 | Quantum Scalar 24 Seven-slot LTO Magazine, field upgrade Includes dust cover. Last order date 01JUN10. | 224
9-00222-02 | Quantum Scalar 24 Six-slot SDLT Magazine, field upgrade (EMEA) Includes dust cover. Last order date 01JUN10. | 224
Quantum Scalar 24 Installation and Additional Services
SLBBL-NSYS-0001 | Quantum SuperLoader 3 and Scalar 24, Installation, zone 1 The SuperLoader 3 and Scalar 24 are customer installable. However, professional installation and configuration are available. Installation service is required if a system configuration package is ordered in conjunction with a new system installation. | 938
SLBBL-NSYC-0001 | Quantum SuperLoader 3, Scalar 24, Scalar 50/50e, Scalar i500 5U and Scalar i500 14U, Configuration, zone 1 Installation service is required if a system configuration package is ordered in conjunction with a new system installation. | 4813
Quantum Scalar 24 Upgrade Installation
SLBBB-NSNS-PB01 | Quantum Library Product, System Integration Service, Basic Package, zone 1 | 4813
SSCBB-NTDL-0121 | Quantum Library, Tape Drive Module, SAS or SCSI, Installation and Configuration, up to 12, zone 1 Must be ordered when adding SAS or SCSI tape drive(s) as add-ons/upgrades to an existing library. | 1563
SSCBB-NTDF-0121 | Quantum Library, Tape Drive Module, native Fibre Channel or Storage Networking (SNW), Installation and Configuration, up to 12, zone 1 Must be ordered when adding Fibre Channel and/or Storage Networking (SNW) tape drive(s) as add-ons/upgrades to an existing library. Must also be ordered when the number of Fibre Channel or SNW tape drives in an initial PX720 or Scalar i2000 library order exceeds the number of drives included in the PX720 and Scalar i2000 Installation and Configuration Large Package (i.e., initial order includes more than 24 Fibre Channel and/or SNW tape drives). | 5469
SSCBB-NRMU-0001 | Quantum Scalar Library Remote Management Unit (RMU), Installation, zone 1 Required. | 781
Quantum Scalar 24 Warranty Extensions and Uplifts
SSC24-ES00-EW11 | Quantum Scalar 24 Library, Includes Drives, Fast Exchange, Extension, annual, zone 1 Last service date 01JUN14. | 1250
SSC24-L000-BL11 | Quantum Scalar 24 Library, Includes Drives, Bronze Support Plan (5x9xNBD on-site), Uplift, annual, zone 1 Last service date 01JUN14. | 1430
SSC24-L000-GL11 | Quantum Scalar 24 Library, Includes Drives, Gold Support Plan (7x24x4 on-site), Uplift, annual, zone 1 Last service date 01JUN14. | 1938
Quantum Scalar 24 Service Renewals
SSC24-RS00-EW11 | Quantum Scalar 24 Library, Includes Drives, Fast Exchange, Renewal, annual, zone 1 Last service date 01JUN14. | 1625
SSC24-RS00-BL41 | Quantum Scalar 24 Library, Includes Drives, Bronze Support Plan (5x9xNBD on-site), Renewal, annual, zone 1 Last service date 01JUN14. | 1860
SSC24-RS00-GL41 | Quantum Scalar 24 Library, Includes Drives, Gold Support Plan (7x24x4 on-site), Renewal, annual, zone 1 Last service date 01JUN14. | 2519
Quantum Scalar 50e LTO-4 Libraries
LSC05-CH4L-126A | Quantum Scalar 50e Library, one LTO-4 tape drive, 26 slots, SCSI (NAM/EMEA) Includes one 6.25 ft (1.9 m) North American power cord with NEMA 5-15 plug, 40 data cartridge barcode labels and five cleaning cartridge barcode labels appropriate for the type of tape drive ordered. Power cords for locations outside North America should be locally sourced. Requires 4U rack space. Order one PR-UU9PZ-YF if redundant power is required. Customer installable; however, Installation (and optionally Configuration) service is recommended. | 11563
LSC05-CH4L-226A | Quantum Scalar 50e Library, two LTO-4 tape drives, 26 slots, SCSI (NAM/EMEA) Includes two 18-slot LTO magazines, two fixed slots, one 6.25 ft (1.9 m) North American power cord with NEMA 5-15 plug, 40 LTO-4 data cartridge barcode labels and five cleaning cartridge barcode labels. Power cords for locations outside North America should be locally sourced. Requires 4U rack space. Order one PR-UU9PZ-YF if redundant power is required. May be configured for mixed media by replacing one of the LTO magazines with a DLT magazine. Customer installable; however, Installation (and optionally Configuration) service is recommended. | 19375
LSC05-CH4G-126A | Quantum Scalar 50e Library, one LTO-4 tape drive, 26 slots, 4Gb native Fibre Channel (NAM/EMEA) Includes one 6.25 ft (1.9 m) North American power cord with NEMA 5-15 plug, 40 data cartridge barcode labels and five cleaning cartridge barcode labels appropriate for the type of tape drive ordered. Power cords for locations outside North America should be locally sourced. Requires 4U rack space. Order one PR-UU9PZ-YF if redundant power is required. Customer installable; however, Installation (and optionally Configuration) service is recommended. | 15000
LSC05-CH4G-226A | Quantum Scalar 50e Library, two LTO-4 tape drives, 26 slots, 4Gb native Fibre Channel (NAM/EMEA) Includes two 18-slot LTO magazines, two fixed slots, one 6.25 ft (1.9 m) North American power cord with NEMA 5-15 plug, 40 LTO-4 data cartridge barcode labels and five cleaning cartridge barcode labels. Power cords for locations outside North America should be locally sourced. Requires 4U rack space. Order one PR-UU9PZ-YF if redundant power is required. May be configured for mixed media by replacing one of the LTO magazines with a DLT magazine. Customer installable; however, Installation (and optionally Configuration) service is recommended. | 21875
Quantum Scalar 50e LTO-3 Libraries
LSC05-CQ3L-126A | Quantum Scalar 50e Library, one LTO-3HH tape drive, 26 slots, SCSI (NAM/EMEA) Includes two 18-slot LTO magazines, two fixed slots, one 6.25 ft (1.9 m) North American power cord with NEMA 5-15 plug, 40 LTO-3 data cartridge barcode labels and five cleaning cartridge barcode labels. Power cords for locations outside North America should be locally sourced. Requires 4U rack space. Order one PR-UU9PZ-YF if redundant power is required. May be configured for mixed media by replacing one of the LTO magazines with a DLT magazine. Customer installable; however, Installation (and optionally Configuration) service is recommended. | 10313
LSC05-CQ3L-226A | Quantum Scalar 50e Library, two LTO-3HH tape drives, 26 slots, SCSI (NAM/EMEA) Includes two 18-slot LTO magazines, two fixed slots, one 6.25 ft (1.9 m) North American power cord with NEMA 5-15 plug, 40 LTO-3 data cartridge barcode labels and five cleaning cartridge barcode labels. Power cords for locations outside North America should be locally sourced. Requires 4U rack space. Order one PR-UU9PZ-YF if redundant power is required. May be configured for mixed media by replacing one of the LTO magazines with a DLT magazine. Customer installable; however, Installation (and optionally Configuration) service is recommended. | 15625
LSC05-CQ3G-126A | Quantum Scalar 50e Library, one LTO-3HH tape drive, 26 slots, 4Gb native Fibre Channel (NAM/EMEA) Includes two 18-slot LTO magazines, two fixed slots, one 6.25 ft (1.9 m) North American power cord with NEMA 5-15 plug, 40 LTO-3 data cartridge barcode labels and five cleaning cartridge barcode labels. Power cords for locations outside North America should be locally sourced. Requires 4U rack space. Order one PR-UU9PZ-YF if redundant power is required. May be configured for mixed media by replacing one of the LTO magazines with a DLT magazine. Customer installable; however, Installation (and optionally Configuration) service is recommended. | 11875
LSC05-CQ3G-226A | Quantum Scalar 50e Library, two LTO-3HH tape drives, 26 slots, 4Gb native Fibre Channel (NAM/EMEA) Includes two 18-slot LTO magazines, two fixed slots, one 6.25 ft (1.9 m) North American power cord with NEMA 5-15 plug, 40 LTO-3 data cartridge barcode labels and five cleaning cartridge barcode labels. Power cords for locations outside North America should be locally sourced. Requires 4U rack space. Order one PR-UU9PZ-YF if redundant power is required. May be configured for mixed media by replacing one of the LTO magazines with a DLT magazine. Customer installable; however, Installation (and optionally Configuration) service is recommended. | 18125
Quantum Scalar 50 LTO-4 Libraries
LSC05-CH4L-138A | Quantum Scalar 50 Library, one LTO-4 tape drive, 38 slots, SCSI (NAM/EMEA) Includes two 18-slot LTO magazines, two fixed slots, one 6.25 ft (1.9 m) North American power cord with NEMA 5-15 plug, 40 LTO-4 data cartridge barcode labels and five cleaning cartridge barcode labels. Power cords for locations outside North America should be locally sourced. Requires 4U rack space. Order one PR-UU9PZ-YF if redundant power is required. May be configured for mixed media by replacing one of the LTO magazines with a DLT magazine. Customer installable; however, Installation (and optionally Configuration) service is recommended. | 14068
LSC05-CH4L-238A | Quantum Scalar 50 Library, two LTO-4 tape drives, 38 slots, SCSI (NAM/EMEA) Includes two 18-slot LTO magazines, two fixed slots, one 6.25 ft (1.9 m) North American power cord with NEMA 5-15 plug, 40 LTO-4 data cartridge barcode labels and five cleaning cartridge barcode labels. Power cords for locations outside North America should be locally sourced. Requires 4U rack space. Order one PR-UU9PZ-YF if redundant power is required. May be configured for mixed media by replacing one of the LTO magazines with a DLT magazine. Customer installable; however, Installation (and optionally Configuration) service is recommended. | 20356
LSC05-CH4G-138A | Quantum Scalar 50 Library, one LTO-4 tape drive, 38 slots, 4Gb native Fibre Channel (NAM/EMEA) Includes two 18-slot LTO magazines, two fixed slots, one 6.25 ft (1.9 m) North American power cord with NEMA 5-15 plug, 40 LTO-4 data cartridge barcode labels and five cleaning cartridge barcode labels. Power cords for locations outside North America should be locally sourced. Requires 4U rack space. Order one PR-UU9PZ-YF if redundant power is required. May be configured for mixed media by replacing one of the LTO magazines with a DLT magazine. Customer installable; however, Installation (and optionally Configuration) service is recommended. | 17906
LSC05-CH4G-238A | Quantum Scalar 50 Library, two LTO-4 tape drives, 38 slots, 4Gb native Fibre Channel (NAM/EMEA) Includes two 18-slot LTO magazines, two fixed slots, one 6.25 ft (1.9 m) North American power cord with NEMA 5-15 plug, 40 LTO-4 data cartridge barcode labels and five cleaning cartridge barcode labels. Power cords for locations outside North America should be locally sourced. Requires 4U rack space. Order one PR-UU9PZ-YF if redundant power is required. May be configured for mixed media by replacing one of the LTO magazines with a DLT magazine. Customer installable; however, Installation (and optionally Configuration) service is recommended. | 23844
LSC05-CH4M-138H | Quantum Scalar 50 Library, one LTO-4HH tape drive, 38 slots, SAS (NAM/EMEA) Includes two 18-slot LTO magazines, two fixed slots, one 6.25 ft (1.9 m) North American power cord with NEMA 5-15 plug, 40 LTO-4 data cartridge barcode labels and five cleaning cartridge barcode labels. Power cords for locations outside North America should be locally sourced. Requires 4U rack space. Order one PR-UU9PZ-YF if redundant power is required. May be configured for mixed media by replacing one of the LTO magazines with a DLT magazine. Customer installable; however, Installation (and optionally Configuration) service is recommended. | 13364
LSC05-CH4M-238H | Quantum Scalar 50 Library, two LTO-4HH tape drives, 38 slots, SAS (NAM/EMEA) Includes two 18-slot LTO magazines, two fixed slots, one 6.25 ft (1.9 m) North American power cord with NEMA 5-15 plug, 40 LTO-4 data cartridge barcode labels and five cleaning cartridge barcode labels. Power cords for locations outside North America should be locally sourced. Requires 4U rack space. Order one PR-UU9PZ-YF if redundant power is required. May be configured for mixed media by replacing one of the LTO magazines with a DLT magazine. Customer installable; however, Installation (and optionally Configuration) service is recommended. | 19339
Quantum Scalar 50 LTO-3 Libraries
LSC05-CH3L-138A | Quantum Scalar 50 Library, one LTO-3 tape drive, 38 slots, SCSI (NAM/EMEA) Includes two 18-slot LTO magazines, two fixed slots, one 6.25 ft (1.9 m) North American power cord with NEMA 5-15 plug, 40 LTO-3 data cartridge barcode labels and five cleaning cartridge barcode labels. Power cords for locations outside North America should be locally sourced. Requires 4U rack space. Order one PR-UU9PZ-YF if redundant power is required. May be configured for mixed media by replacing one of the LTO magazines with a DLT magazine. Customer installable; however, Installation (and optionally Configuration) service is recommended. | 11563
LSC05-CH3L-238A | Quantum Scalar 50 Library, two LTO-3 tape drives, 38 slots, SCSI (NAM/EMEA) Includes two 18-slot LTO magazines, two fixed slots, one 6.25 ft (1.9 m) North American power cord with NEMA 5-15 plug, 40 LTO-3 data cartridge barcode labels and five cleaning cartridge barcode labels. Power cords for locations outside North America should be locally sourced. Requires 4U rack space. Order one PR-UU9PZ-YF if redundant power is required. May be configured for mixed media by replacing one of the LTO magazines with a DLT magazine. Customer installable; however, Installation (and optionally Configuration) service is recommended. | 17063
LSC05-CH3G-138A | Quantum Scalar 50 Library, one LTO-3 tape drive, 38 slots, 4Gb native Fibre Channel (NAM/EMEA) Includes two 18-slot LTO magazines, two fixed slots, one 6.25 ft (1.9 m) North American power cord with NEMA 5-15 plug, 40 LTO-3 data cartridge barcode labels and five cleaning cartridge barcode labels. Power cords for locations outside North America should be locally sourced. Requires 4U rack space. Order one PR-UU9PZ-YF if redundant power is required. May be configured for mixed media by replacing one of the LTO magazines with a DLT magazine. Customer installable; however, Installation (and optionally Configuration) service is recommended. | 14594
LSC05-CH3G-238A | Quantum Scalar 50 Library, two LTO-3 tape drives, 38 slots, 4Gb native Fibre Channel (NAM/EMEA) Includes two 18-slot LTO magazines, two fixed slots, one 6.25 ft (1.9 m) North American power cord with NEMA 5-15 plug, 40 LTO-3 data cartridge barcode labels and five cleaning cartridge barcode labels. Power cords for locations outside North America should be locally sourced. Requires 4U rack space. Order one PR-UU9PZ-YF if redundant power is required. May be configured for mixed media by replacing one of the LTO magazines with a DLT magazine. Customer installable; however, Installation (and optionally Configuration) service is recommended. | 19219
LSC05-CQ3L-138H | Quantum Scalar 50 Library, one LTO-3HH tape drive, 38 slots, SCSI (NAM/EMEA) Includes two 18-slot LTO magazines, two fixed slots, one 6.25 ft (1.9 m) North American power cord with NEMA 5-15 plug, 40 LTO-3 data cartridge barcode labels and five cleaning cartridge barcode labels. Power cords for locations outside North America should be locally sourced. Requires 4U rack space. Order one PR-UU9PZ-YF if redundant power is required. May be configured for mixed media by replacing one of the LTO magazines with a DLT magazine. Customer installable; however, Installation (and optionally Configuration) service is recommended. | 10985
LSC05-CQ3L-238H | Quantum Scalar 50 Library, two LTO-3HH tape drives, 38 slots, SCSI (NAM/EMEA) Includes two 18-slot LTO magazines, two fixed slots, one 6.25 ft (1.9 m) North American power cord with NEMA 5-15 plug, 40 LTO-3 data cartridge barcode labels and five cleaning cartridge barcode labels. Power cords for locations outside North America should be locally sourced. Requires 4U rack space. Order one PR-UU9PZ-YF if redundant power is required. May be configured for mixed media by replacing one of the LTO magazines with a DLT magazine. Customer installable; however, Installation (and optionally Configuration) service is recommended. | 16210
LSC05-CQ3G-138H | Quantum Scalar 50 Library, one LTO-3HH tape drive, 38 slots, 4Gb native Fibre Channel (NAM/EMEA) Includes two 18-slot LTO magazines, two fixed slots, one 6.25 ft (1.9 m) North American power cord with NEMA 5-15 plug, 40 LTO-3 data cartridge barcode labels and five cleaning cartridge barcode labels. Power cords for locations outside North America should be locally sourced. Requires 4U rack space. Order one PR-UU9PZ-YF if redundant power is required. May be configured for mixed media by replacing one of the LTO magazines with a DLT magazine. Customer installable; however, Installation (and optionally Configuration) service is recommended. | 13864
LSC05-CQ3G-238H | Quantum Scalar 50 Library, two LTO-3HH tape drives, 38 slots, 4Gb native Fibre Channel (NAM/EMEA) Includes two 18-slot LTO magazines, two fixed slots, one 6.25 ft (1.9 m) North American power cord with NEMA 5-15 plug, 40 LTO-3 data cartridge barcode labels and five cleaning cartridge barcode labels. Power cords for locations outside North America should be locally sourced. Requires 4U rack space. Order one PR-UU9PZ-YF if redundant power is required. May be configured for mixed media by replacing one of the LTO magazines with a DLT magazine. Customer installable; however, Installation (and optionally Configuration) service is recommended. | 18258
Quantum Scalar 50 DLT-S4 Libraries
LSC05-CS4L-132A | Quantum Scalar 50 Library, one DLT-S4 tape drive, 32 slots, SCSI (NAM/EMEA) Includes two 15-slot DLT magazines, two fixed slots, one 6.25 ft (1.9 m) North American power cord with NEMA 5-15 plug, 40 DLT-S4 data cartridge barcode labels and five cleaning cartridge barcode labels. Power cords for locations outside North America should be locally sourced. Requires 4U rack space. Order one PR-UU9PZ-YF if redundant power is required. May be configured for mixed media by replacing one of the DLT magazines with an LTO magazine. Customer installable; however, Installation (and optionally Configuration) service is recommended. | 15063
LSC05-CS4L-232A | Quantum Scalar 50 Library, two DLT-S4 tape drives, 32 slots, SCSI (NAM/EMEA) Includes two 15-slot DLT magazines, two fixed slots, one 6.25 ft (1.9 m) North American power cord with NEMA 5-15 plug, 40 DLT-S4 data cartridge barcode labels and five cleaning cartridge barcode labels. Power cords for locations outside North America should be locally sourced. Requires 4U rack space. Order one PR-UU9PZ-YF if redundant power is required. May be configured for mixed media by replacing one of the DLT magazines with an LTO magazine. Customer installable; however, Installation (and optionally Configuration) service is recommended. | 22875
LSC05-CS4G-132A | Quantum Scalar 50 Library, one DLT-S4 tape drive, 32 slots, 4Gb native Fibre Channel (NAM/EMEA) Includes two 15-slot DLT magazines, two fixed slots, one 6.25 ft (1.9 m) North American power cord with NEMA 5-15 plug, 40 DLT-S4 data cartridge barcode labels and five cleaning cartridge barcode labels. Power cords for locations outside North America should be locally sourced. Requires 4U rack space. Order one PR-UU9PZ-YF if redundant power is required. May be configured for mixed media by replacing one of the DLT magazines with an LTO magazine. Customer installable; however, Installation (and optionally Configuration) service is recommended. | 17750
LSC05-CS4G-232A | Quantum Scalar 50 Library, two DLT-S4 tape drives, 32 slots, 4Gb native Fibre Channel (NAM/EMEA) Includes two 15-slot DLT magazines, two fixed slots, one 6.25 ft (1.9 m) North American power cord with NEMA 5-15 plug, 40 DLT-S4 data cartridge barcode labels and five cleaning cartridge barcode labels. Power cords for locations outside North America should be locally sourced. Requires 4U rack space. Order one PR-UU9PZ-YF if redundant power is required. May be configured for mixed media by replacing one of the DLT magazines with an LTO magazine. Customer installable; however, Installation (and optionally Configuration) service is recommended. | 28000
Quantum Scalar 50 Base Libraries
LSC05-CD0F-032A | Quantum Scalar 50 Library, no tape drives, 32 DLT slots, native Fibre Channel May be used as an expansion module for an existing Scalar 50 DLT library or as an independent library. Supports up to four half height or two full height tape drives. Must order at least one tape drive for independent library use. Includes two 15-slot DLT magazines, two fixed slots and one 6.25 ft (1.9 m) North American power cord with NEMA 5-15P plug. Power cords for locations outside North America should be locally sourced. Requires 4U rack space. Order one PR-UU9PZ-YF if redundant power is required. May be configured for mixed media by replacing one of the DLT magazines with an LTO magazine. Customer installable; however, Installation (and optionally Configuration) service is recommended. | 7500
LSC05-CD0L-032A | Quantum Scalar 50 Library, no tape drives, 32 DLT slots, LVD SCSI May be used as an expansion module for an existing Scalar 50 DLT library or as an independent library. Supports up to four half height or two full height tape drives. Must order at least one tape drive for independent library use. Includes two 15-slot DLT magazines, two fixed slots and one 6.25 ft (1.9 m) North American power cord with NEMA 5-15P plug. Power cords for locations outside North America should be locally sourced. Requires 4U rack space. Order one PR-UU9PZ-YF if redundant power is required. May be configured for mixed media by replacing one of the DLT magazines with an LTO magazine. Customer installable; however, Installation (and optionally Configuration) service is recommended. | 7250
LSC05-CL0F-038A | Quantum Scalar 50 Library, no tape drives, 38 LTO slots, native Fibre Channel May be used as an expansion module for an existing Scalar 50 DLT library or as an independent library. Supports up to four half height or two full height tape drives. Must order at least one tape drive for independent library use. Includes two 18-slot LTO magazines, two fixed slots and one 6.25 ft (1.9 m) North American power cord with NEMA 5-15P plug. Power cords for locations outside North America should be locally sourced. Requires 4U rack space. Order one PR-UU9PZ-YF if redundant power is required. May be configured for mixed media by replacing one of the LTO magazines with a DLT magazine. Customer installable; however, Installation (and optionally Configuration) service is recommended. | 7500
LSC05-CL0M-038A | Quantum Scalar 50 Library, no tape drives, 38 LTO slots, SAS May be used as an expansion module for an existing Scalar 50 DLT library or as an independent library. Supports up to four half height or two full height tape drives. Must order at least one tape drive for independent library use. Includes two 18-slot LTO magazines, two fixed slots and one 6.25 ft (1.9 m) North American power cord with NEMA 5-15P plug. Power cords for locations outside North America should be locally sourced. Requires 4U rack space. Order one PR-UU9PZ-YF if redundant power is required. May be configured for mixed media by replacing one of the LTO magazines with a DLT magazine. Customer installable; however, Installation (and optionally Configuration) service is recommended. | 7250
LSC05-CL0L-038A | Quantum Scalar 50 Library, no tape drives, 38 LTO slots, LVD SCSI May be used as an expansion module for an existing Scalar 50 DLT library or as an independent library. Supports up to four half height or two full height tape drives. Must order at least one tape drive for independent library use. Includes two 18-slot LTO magazines, two fixed slots and one 6.25 ft (1.9 m) North American power cord with NEMA 5-15P plug. Power cords for locations outside North America should be locally sourced. Requires 4U rack space. Order one PR-UU9PZ-YF if redundant power is required. May be configured for mixed media by replacing one of the LTO magazines with a DLT magazine. Customer installable; however, Installation (and optionally Configuration) service is recommended. | 7250
Quantum Scalar 50 Tape Drive Modules
LSC05-UTDG-L4HA | Quantum Scalar 50/50e LTO-4 Tape Drive Module, 4Gb native Fibre Channel Scalar 50/50e only. Includes 40 data cartridge barcode labels and five cleaning cartridge barcode labels. | 10938
LSC05-UTDL-L4HA | Quantum Scalar 50/50e LTO-4 Tape Drive Module, LVD SCSI (NAM/EMEA) Scalar 50/50e only. Includes 40 data cartridge barcode labels and five cleaning cartridge barcode labels. | 8188
LSC05-UTDM-L4HA | Quantum Scalar 50 Single LTO-4HH Tape Drive Module, SAS Scalar 50 only. Not compatible with Scalar 50e. Maximum four half-height tape drives. Includes 40 data cartridge barcode labels and five cleaning cartridge barcode labels. Cannot add a half-height tape drive to one of the full-height drive bays if that drive bay already contains ANY tape drive (full-height or half-height). Cannot upgrade a single half-height to a dual half-height module. Must be installed in an unoccupied full-height drive bay. Therefore, to maximize the number of tape drives, a dual half-height add-on may be preferred. | 7779
LSC05-UTDM-L4HB | Quantum Scalar 50 Dual LTO-4HH Tape Drive Module, SAS Scalar 50 only. Not compatible with Scalar 50e. Maximum four half-height tape drives. Includes 40 data cartridge barcode labels and five cleaning cartridge barcode labels. Must be installed in an unoccupied full-height drive bay. | 15556
PR-UU5QC-YF | Quantum Scalar 50 LTO-3 Tape Drive Module, 2Gb native Fibre Channel For Scalar 50 and PX500 Series systems. Includes 40 data cartridge barcode labels and five cleaning cartridge barcode labels. | 7344
PR-UU3QA-YF | Quantum Scalar 50 LTO-3 Tape Drive Module, LVD SCSI For Scalar 50 and PX500 Series systems. Includes 40 data cartridge barcode labels and five cleaning cartridge barcode labels. | 5123
LSC05-UTDG-L3QA | Quantum Scalar 50/50e Single LTO-3HH Tape Drive Module, 4Gb native Fibre Channel Scalar 50/50e only. Maximum four half-height tape drives. Includes 40 data cartridge barcode labels and five cleaning cartridge barcode labels. Cannot add a half-height tape drive to one of the full-height drive bays if that drive bay already contains ANY tape drive (full-height or half-height). Cannot upgrade a single half-height to a dual half-height module. Must be installed in an unoccupied full-height drive bay. Therefore, to maximize the number of tape drives, a dual half-height add-on may be preferred. | 9625
LSC05-UTDG-L3QB | Quantum Scalar 50/50e Dual LTO-3HH Tape Drive Module, 4Gb native Fibre Channel Scalar 50/50e only. Maximum four half-height tape drives. Includes 40 data cartridge barcode labels and five cleaning cartridge barcode labels. Must be installed in an unoccupied full-height drive bay. | 19250
LSC05-UTDL-L3QA | Quantum Scalar 50/50e Single LTO-3HH Tape Drive Module, LVD SCSI Scalar 50/50e only. Maximum four half-height tape drives. Includes 40 data cartridge barcode labels and five cleaning cartridge barcode labels. Cannot add a half-height tape drive to one of the full-height drive bays if that drive bay already contains ANY tape drive (full-height or half-height). Cannot upgrade a single half-height to a dual half-height module. Must be installed in an unoccupied full-height drive bay. Therefore, to maximize the number of tape drives, a dual half-height add-on may be preferred. | 6313
LSC05-UTDL-L3QB | Quantum Scalar 50/50e Dual LTO-3HH Tape Drive Module, LVD SCSI Scalar 50/50e only. Maximum four half-height tape drives. Includes 40 data cartridge barcode labels and five cleaning cartridge barcode labels. Must be installed in an unoccupied full-height drive bay. | 12625
PC-UU8QC-YF | Quantum Scalar 50 DLT-S4 Tape Drive Module, 4Gb native Fibre Channel For Scalar 50 and PX500 Series systems. Includes 40 data cartridge barcode labels and five cleaning cartridge barcode labels. | 10250
PC-UUAQA-YF | Quantum Scalar 50 DLT-S4 Tape Drive Module, LVD SCSI For Scalar 50 and PX500 Series systems. Includes 40 data cartridge barcode labels and five cleaning cartridge barcode labels. | 7813
Quantum Scalar 50 Upgrade Options
PR-UU9WG-YF | Quantum Scalar 50/50e TC2201 iSCSI-to-SCSI Internal Router For Scalar 50/50e and PX500 Series systems. Provides two GbE iSCSI ports and two Ultra 160 SCSI ports for attaching SCSI tape drives and library robotics interfaces. Dedicated 10/100 Ethernet IP port for Web-based management. Maximum one TC2201 in Scalar 50/50e. Total number of FC1202 and/or TC2201 boards in PX502, PX506 and PX510 is one, three and five, respectively. Includes two 1.6ft (0.5m) SCSI cables with 68-pin VHDCI to 68-pin HD SCSI connectors and one SCSI cable with 68-pin VHDCI to 68-pin HD SCSI connectors. Customer must provide one RJ-45 Ethernet cable for Web administration and one or two RJ-45 Ethernet cables for connection of network to iSCSI Storage Router. Refer to the footnote for important installation and warranty information and requirements. | 6244
PR-UU9PZ-YF | Quantum Scalar 50/50e Redundant Power Supply For Scalar 50/50e and PX500 Series systems. Redundant power is standard with the PX510. To add redundant power to the Scalar 50/50e or PX502, order one PR-UU9PZ-YF. To add redundant power to the PX506, order two PR-UU9PZ-YF. | 500
PR-UU9DC-YF | Quantum Scalar 50/50e System Controller Board, native Fibre Channel, field upgrade For Scalar 50/50e and PX500 Series systems. Use to upgrade a SCSI-based library to native Fibre Channel. Must use Quantum offset VHDCI SCSI Interface Cable. Choose other end based on host system connector type. | 1569
Quantum Scalar 50 Accessories
PR-UU9NZ-YF | Quantum Scalar 50 15-slot DLT Magazine, field upgrade For Scalar 50 and PX500 Series systems. Can be used in an LTO library to create a mixed-media library by adding one or more DLT drives and replacing one or more LTO magazines with DLT magazines. Each DLT magazine added to an LTO library will reduce the number of slots by three. | 188
PR-UU9MZ-YF | Quantum Scalar 50/50e 18-slot LTO Magazine, field upgrade For Scalar 50/50e and PX500 Series systems. Can be used in a DLT library to create a mixed-media library by adding one or more LTO drives and replacing one or more DLT magazines with LTO magazines. Each LTO magazine added to a DLT library will increase the number of slots by three. | 188
RAK-40U-A | Quantum Standalone Rack, 40U One black rack enclosure (19" W x 40U H internal dimensions) for use with DX-Series and other Quantum products. Includes lockable/removable perforated metal front and split rear doors; solid side panels; ventilated top panel; swivel casters; and PEM nuts for equipment mounting. Does not include power supplies, power cords or AC distribution/power strips. Exterior dimensions: 24" (61cm) wide x 78.75" (200cm) high x 39" (100cm) deep. Interior dimensions (maximum equipment size): 19" (48.26cm) wide x 40U 70" (177.8cm) high x 33.5" (85cm) deep. Empty rack weight: 372 lbs (169kg). Maximum static load: 1,500 lbs (860kg). Does not include installation. If installation is desired, order SN-TC-PNx. | 4166
Quantum Scalar 50 Installation and Additional Services
SSC05-NSYN-TB00 | Quantum Scalar 50/50e, Phone-Based Installation and Configuration, all zones Based on a 2.5 hr activity | 563
SLBBM-NSYS-0001 | Quantum Scalar 50/50e and Scalar i500 5U, Installation, zone 1 The Scalar i500 5U and Scalar 50/50e libraries are customer installable. However, library installation service is recommended for all configurations and system configuration services are recommended for all Fibre Channel installations. The Library Installation charge includes installation of the library and all optional items initially ordered with the library. Installation service is required if a system configuration package is ordered in conjunction with a new system installation. Installation is required for the i500 5U if ordering Quantum Encryption Key Manager at initial purchase. | 1125
SLBBL-NSYC-0001 | Quantum SuperLoader 3, Scalar 24, Scalar 50/50e, Scalar i500 5U and Scalar i500 14U, Configuration, zone 1 Installation service is required if a system configuration package is ordered in conjunction with a new system installation. | 4813
SSC05-NS00-0001 | Quantum Scalar 50/50e Library, Installation, zone 1 REPLACED BY SLBBM-NSYS-000x. Last order date 31MAY09. | 938
SSCBB-NTDL-0121 | Quantum Library, Tape Drive Module, SAS or SCSI, Installation and Configuration, up to 12, zone 1 Must be ordered when adding SAS or SCSI tape drive(s) as add-ons/upgrades to an existing library. | 1563
SSCBB-NTDF-0121 | Quantum Library, Tape Drive Module, native Fibre Channel or Storage Networking (SNW), Installation and Configuration, up to 12, zone 1 Must be ordered when adding Fibre Channel and/or Storage Networking (SNW) tape drive(s) as add-ons/upgrades to an existing library. Must also be ordered when the number of Fibre Channel or SNW tape drives in an initial PX720 or Scalar i2000 library order exceeds the number of drives included in the PX720 and Scalar i2000 Installation and Configuration Large Package (i.e., initial order includes more than 24 Fibre Channel and/or SNW tape drives). | 5469
Quantum Scalar 50 Warranty Extensions and Uplifts
SSC05-ES00-BL11 | Quantum Scalar 50/50e Library, Includes Drives, Bronze Support Plan (5x9xNBD on-site), Extension, annual, zone 1 | 1188
SSC05-ES00-BL21 | Quantum Scalar 50/50e Library, Includes Drives, Bronze Support Plan (5x9xNBD on-site), Extension, two years, zone 1 | 2019
SSC05-LS00-GL11 | Quantum Scalar 50/50e Library, Includes Drives, Gold Support Plan (7x24x4 on-site), Uplift, annual, zone 1 | 2125
SSC05-LS00-GL21 | Quantum Scalar 50/50e Library, Includes Drives, Gold Support Plan (7x24x4 on-site), Uplift, two years, zone 1 | 3613
SSC05-LS00-GL31 | Quantum Scalar 50/50e Library, Includes Drives, Gold Support Plan (7x24x4 on-site), Uplift, three years, zone 1 | 5419
Quantum Scalar 50 Service Renewals
SSC05-RS00-BL11 | Quantum Scalar 50/50e Library, Includes Drives, Bronze Support Plan (5x9xNBD on-site), Renewal, annual, zone 1 | 1544
SSC05-RS00-GL11 | Quantum Scalar 50/50e Library, Includes Drives, Gold Support Plan (7x24x4 on-site), Renewal, annual, zone 1 | 2763
SR-FP-N11 | Quantum FC1202/TC2201 Network Card, Bronze Support Plan (5x9xNBD on-site), Renewal, annual, zone 1 Does not apply to TC2201E iSCSI-to-SCSI External Router, which has its own service charges. Price is per network card. Last service date 31DEC13. | 704
SR-FP-511 | Quantum FC1202/TC2201 Network Card, Silver Support Plan (5x9x4 on-site), Renewal, annual, zone 1 Does not apply to TC2201E iSCSI-to-SCSI External Router, which has its own service charges. Price is per network card. Last service date 31DEC13. | 946
SR-FP-711 | Quantum FC1202/TC2201 Network Card, Gold Support Plan (7x24x4 on-site), Renewal, annual, zone 1 Does not apply to TC2201E iSCSI-to-SCSI External Router, which has its own service charges. Price is per network card. Last service date 31DEC13. | 1051
Quantum Scalar i500 Libraries
LSC51-CH4G-124E | Quantum Scalar i500 5U Base Library, one HP LTO-4 tape drive, 41 activated slots, 4Gb native Fibre Channel (EMEA) This tape drive is not compatible with Quantum Encryption Key Manager. Includes 200 data cartridge barcode labels. | 28069
LSC51-CH4G-224E | Quantum Scalar i500 5U Base Library, two HP LTO-4 tape drives, 41 activated slots, 4Gb native Fibre Channel (EMEA) This tape drive is not compatible with Quantum Encryption Key Manager. Includes 200 data cartridge barcode labels. | 43881
LSC51-CH4M-124E | Quantum Scalar i500 5U Base Library, one HP LTO-4 tape drive, 41 activated slots, SAS (EMEA) This tape drive is not compatible with Quantum Encryption Key Manager. Includes 200 data cartridge barcode labels. | 23881
LSC51-CH4M-224E | Quantum Scalar i500 5U Base Library, two HP LTO-4 tape drives, 41 activated slots, SAS (EMEA) This tape drive is not compatible with Quantum Encryption Key Manager. Includes 200 data cartridge barcode labels. | 35156
With IBM LTO-4 Tape Drives
LSC51-CL4G-124M | Quantum Scalar i500 5U Base Library, one IBM LTO-4 tape drive, Q-EKM-Enabled, 41 activated slots, 4Gb native Fibre Channel (EMEA) Includes a Q-EKM license for up to two drives. Includes 200 data cartridge barcode labels. Q-EKM drives must be in a separate partition from non-Q-EKM drives. Q-EKM Integration Service is also required to install and configure the Q-EKM application. Warranty/service level of Q-EKM must match the service length and level of the library. | 31250
LSC51-CL4G-224M | Quantum Scalar i500 5U Base Library, two IBM LTO-4 tape drives, Q-EKM-Enabled, 41 activated slots, 4Gb native Fibre Channel (EMEA) Includes a Q-EKM license for up to two drives. Includes 200 data cartridge barcode labels. Q-EKM drives must be in a separate partition from non-Q-EKM drives. Q-EKM Integration Service is also required to install and configure the Q-EKM application. Warranty/service level of Q-EKM must match the service length and level of the library. | 48750
LSC51-CL4M-124M | Quantum Scalar i500 5U Base Library, one IBM LTO-4 tape drive, Q-EKM-Enabled, 41 activated slots, SAS (EMEA) Includes a Q-EKM license for up to two drives. Includes 200 data cartridge barcode labels. Q-EKM drives must be in a separate partition from non-Q-EKM drives. Q-EKM Integration Service is also required to install and configure the Q-EKM application. Warranty/service level of Q-EKM must match the service length and level of the library. | 26875
LSC51-CL4M-224M | Quantum Scalar i500 5U Base Library, two IBM LTO-4 tape drives, Q-EKM-Enabled, 41 activated slots, SAS (EMEA) Includes a Q-EKM license for up to two drives. Includes 200 data cartridge barcode labels. Q-EKM drives must be in a separate partition from non-Q-EKM drives. Q-EKM Integration Service is also required to install and configure the Q-EKM application. Warranty/service level of Q-EKM must match the service length and level of the library. | 39375
LSC51-CL4L-124E | Quantum Scalar i500 5U Base Library, one IBM LTO-4 tape drive, 41 activated slots, LVD SCSI (EMEA) This tape drive is not compatible with Quantum Encryption Key Manager. Includes 200 data cartridge barcode labels. | 23381
LSC51-CL4L-224E | Quantum Scalar i500 5U Base Library, two IBM LTO-4 tape drives, 41 activated slots, LVD SCSI (EMEA) This tape drive is not compatible with Quantum Encryption Key Manager. Includes 200 data cartridge barcode labels. | 33969
With LTO-3 Tape Drives
LSC51-CL3G-124E | Quantum Scalar i500 5U Base Library, one LTO-3 tape drive, 41 activated slots, 4Gb native Fibre Channel (EMEA) This tape drive is not compatible with Quantum Encryption Key Manager. Includes 200 data cartridge barcode labels. | 24313
LSC51-CL3G-224E | Quantum Scalar i500 5U Base Library, two LTO-3 tape drives, 41 activated slots, 4Gb native Fibre Channel (EMEA) This tape drive is not compatible with Quantum Encryption Key Manager. Includes 200 data cartridge barcode labels. | 38731
LSC51-CL3L-124E | Quantum Scalar i500 5U Base Library, one LTO-3 tape drive, 41 activated slots, LVD SCSI (EMEA) This tape drive is not compatible with Quantum Encryption Key Manager. Includes 200 data cartridge barcode labels. | 21094
LSC51-CL3L-224E | Quantum Scalar i500 5U Base Library, two LTO-3 tape drives, 41 activated slots, LVD SCSI (EMEA) This tape drive is not compatible with Quantum Encryption Key Manager. Includes 200 data cartridge barcode labels. | 31931
Quantum Scalar i500 5U Field Upgrade Tape Drive Modules
Maximum number of tape drives is two in 5U, six in 14U and 10 in 23U base systems and four in each 9U expansion module.
LSC5H-UTDG-L4HA | Quantum Scalar i500 HP LTO-4 Tape Drive Module, 4Gb native Fibre Channel, field upgrade This tape drive is not compatible with Quantum Encryption Key Manager. Tape drive installation and configuration (SSCBB-NTDF-012x), covering up to 12 drives, must be ordered separately. | 18438
LSC5H-UTDG-L4BA | Quantum Scalar i500 IBM LTO-4 Tape Drive Module, 4Gb native Fibre Channel, field upgrade This tape drive is compatible with Quantum Encryption Key Manager. Valid only when ordering add-on drives for an installed library already configured with IBM LTO-4 tape drives. Tape drive installation and configuration (SSCBB-NTDF-012x), covering up to 12 drives, must be ordered separately. | 18438
LSC5H-UTDG-L4BK | Quantum Scalar i500 IBM LTO-4 Tape Drive Module, Q-EKM-Enabled, 4Gb native Fibre Channel, field upgrade Includes Q-EKM software and license key. Q-EKM drives must be in a separate partition from non-Q-EKM drives. Q-EKM Integration Service is also required to install and configure the Q-EKM application. Warranty/service level of Q-EKM must match the service length and level of the library. | 20938
LSC5H-UTDL-L4BA | Quantum Scalar i500 IBM LTO-4 Tape Drive Module, LVD SCSI, field upgrade This tape drive is not compatible with Quantum Encryption Key Manager. Tape drive installation and configuration (SSCBB-NTDL-012x), covering up to 12 drives, must be ordered separately. | 14344
LSC5H-UTDM-L4HA | Quantum Scalar i500 HP LTO-4 Tape Drive Module, SAS, field upgrade This tape drive is not compatible with Quantum Encryption Key Manager. Tape drive installation and configuration (SSCBB-NTDL-012x), covering up to 12 drives, must be ordered separately. | 14969
LSC5H-UTDM-L4BA | Quantum Scalar i500 IBM LTO-4 Tape Drive Module, SAS, field upgrade This tape drive is compatible with Quantum Encryption Key Manager. Valid only when ordering add-on drives for an installed library already configured with IBM LTO-4 tape drives. Tape drive installation and configuration (SSCBB-NTDL-012x), covering up to 12 drives, must be ordered separately. | 14969
LSC5H-UTDM-L4BK | Quantum Scalar i500 IBM LTO-4 Tape Drive Module, Q-EKM-Enabled, SAS, field upgrade Includes Q-EKM software and license key. Q-EKM drives must be in a separate partition from non-Q-EKM drives. Q-EKM Integration Service is also required to install and configure the Q-EKM application. Warranty/service level of Q-EKM must match the service length and level of the library. | 17469
LSC5H-UTDG-L3BA | Quantum Scalar i500 LTO-3 Tape Drive Module, 4Gb native Fibre Channel, field upgrade This tape drive is not compatible with Quantum Encryption Key Manager. Tape drive installation and configuration (SSCBB-NTDF-012x), covering up to 12 drives, must be ordered separately. | 16331
LSC5H-UTDL-L3BA | Quantum Scalar i500 LTO-3 Tape Drive Module, LVD SCSI, field upgrade This tape drive is not compatible with Quantum Encryption Key Manager. Tape drive installation and configuration (SSCBB-NTDL-012x), covering up to 12 drives, must be ordered separately. | 11750
Quantum Scalar i500 5U Field Upgrade Options
LSC5H-UEXM-900E | Quantum Scalar i500 9U Expansion Module, zero activated slots, field upgrade (EMEA) Provides the ability to add up to four tape drives and 46 or 92 additional tape slots. Includes 200 LTO-3 and 200 LTO-4 data cartridge barcode labels. Must order one or two 46-slot license keys (LSC5H-ULSL-046A). Scalar i500 9U Expansion Module Installation (SSC5H-NEXM-000x)is required. | 11769
LSC5H-ULSL-046A | Quantum Scalar i500 46-slot License Key, field upgrade Activates 46 slots. One or two must be ordered with 9U expansion module. Also used to upgrade a 9U expansion module from 36 to 82 slots. Also used to upgrade an older 14U base system from 36 to 82 to 128 slots, or a newer 14U base system from 41 to 87 to 133 slots. Also used to upgrade an older 23U base system from 36 to 82 to 128 to 174 to 218 slots or a newer 23U base system from 41 to 87 to 133 to 179 to 225 slots. | 11688
LSC5H-UADR-000A | Quantum Scalar i500 Advanced Reporting Option License Key, Field Upgrade Includes Drive Resource Utilization and Media Integrity reporting. | 3688
LSC5H-URPS-000A | Quantum Scalar i500 Redundant (2N) Power Supply Module, field upgrade Add one, two, three, four or five to 5U, 14U, 23U, 32U or 41U library, respectively. | 3744
LSC5H-UDTK-000A | Quantum Scalar i500 5U and 14U Desktop Kit, field upgrade Valid only for field-installed Scalar i500 5U or 14U base system. Configures the base system for desktop use rather than rackmount installation. | 56
LSC2K-AMAG-L06A | Quantum Scalar i500/i2000 Six-slot LTO Magazine Available for use with Scalar i500 and Scalar i2000. Includes dust cover. | 86
Quantum Scalar i500 14U Base Libraries
LSC53-BSYS-024E | Quantum Scalar i500 14U Base Library, no tape drives, 41 activated slots (EMEA) Includes 200 LTO-3 and 200 LTO-4 data cartridge barcode labels. | 12631
LSC5H-FLSL-046E | Quantum Scalar i500 46-slot License Key, factory installed (EMEA) Valid only with order for Scalar i500. Order one or two with initial 14U base system to configure library with 87 or 133 activated slots. Order one, two, three or four with initial 23U base system to configure library with 87, 133, 179 or 225 activated slots. | 6875
Quantum Scalar i500 14U Field Upgrade Tape Drive Modules
LSC5H-UTDG-L4HA | Quantum Scalar i500 HP LTO-4 Tape Drive Module, 4Gb native Fibre Channel, field upgrade This tape drive is not compatible with Quantum Encryption Key Manager. Tape drive installation and configuration (SSCBB-NTDF-012x), covering up to 12 drives, must be ordered separately. | 18438
LSC5H-UTDG-L4BA | Quantum Scalar i500 IBM LTO-4 Tape Drive Module, 4Gb native Fibre Channel, field upgrade This tape drive is compatible with Quantum Encryption Key Manager. Valid only when ordering add-on drives for an installed library already configured with IBM LTO-4 tape drives. Tape drive installation and configuration (SSCBB-NTDF-012x), covering up to 12 drives, must be ordered separately. | 18438
LSC5H-UTDG-L4BK | Quantum Scalar i500 IBM LTO-4 Tape Drive Module, Q-EKM-Enabled, 4Gb native Fibre Channel, field upgrade Includes Q-EKM software and license key. Q-EKM drives must be in a separate partition from non-Q-EKM drives. Q-EKM Integration Service is also required to install and configure the Q-EKM application. Warranty/service level of Q-EKM must match the service length and level of the library. | 20938
LSC5H-UTDT-L4HA | Quantum Scalar i500 HP LTO-4 Tape Drive Module, 4Gb Storage Networking, field upgrade This tape drive is not compatible with Quantum Encryption Key Manager. For Scalar i500 14U or larger systems only. Includes Scalar i500 Fibre Channel I/O Blade when required (every fourth tape drive added). Tape drive installation and configuration (SSCBB-NTDF-012x), covering up to 12 drives, must be ordered separately. | 20938
LSC5H-UTDT-L4BA | Quantum Scalar i500 IBM LTO-4 Tape Drive Module, 4Gb Storage Networking, field upgrade This tape drive is compatible with Quantum Encryption Key Manager. For Scalar i500 14U or larger systems only. Valid only when ordering add-on drives for an installed library already configured with IBM LTO-4 tape drives. Includes Scalar i500 Fibre Channel I/O Blade when required (every fourth tape drive added). Tape drive installation and configuration (SSCBB-NTDF-012x), covering up to 12 drives, must be ordered separately. | 20938
LSC5H-UTDT-L4BK | Quantum Scalar i500 IBM LTO-4 Tape Drive Module, Q-EKM-Enabled, 4Gb Storage Networking, field upgrade For Scalar i500 14U or larger systems only. Includes Scalar i500 Fibre Channel I/O Blade when required (every fourth tape drive added). Includes Q-EKM software and license key. Q-EKM drives must be in a separate partition from non-Q-EKM drives. Q-EKM Integration Service is also required to install and configure the Q-EKM application. Warranty/service level of Q-EKM must match the service length and level of the library. | 23438
LSC5H-UTDL-L4BA | Quantum Scalar i500 IBM LTO-4 Tape Drive Module, LVD SCSI, field upgrade This tape drive is not compatible with Quantum Encryption Key Manager. Tape drive installation and configuration (SSCBB-NTDL-012x), covering up to 12 drives, must be ordered separately. | 14344
LSC5H-UTDM-L4HA | Quantum Scalar i500 HP LTO-4 Tape Drive Module, SAS, field upgrade This tape drive is not compatible with Quantum Encryption Key Manager. Tape drive installation and configuration (SSCBB-NTDL-012x), covering up to 12 drives, must be ordered separately. | 14969
LSC5H-UTDM-L4BA | Quantum Scalar i500 IBM LTO-4 Tape Drive Module, SAS, field upgrade This tape drive is compatible with Quantum Encryption Key Manager. Valid only when ordering add-on drives for an installed library already configured with IBM LTO-4 tape drives. Tape drive installation and configuration (SSCBB-NTDL-012x), covering up to 12 drives, must be ordered separately. | 14969
LSC5H-UTDM-L4BK | Quantum Scalar i500 IBM LTO-4 Tape Drive Module, Q-EKM-Enabled, SAS, field upgrade Includes Q-EKM software and license key. Q-EKM drives must be in a separate partition from non-Q-EKM drives. Q-EKM Integration Service is also required to install and configure the Q-EKM application. Warranty/service level of Q-EKM must match the service length and level of the library. | 17469
LSC5H-UTDG-L3BA | Quantum Scalar i500 LTO-3 Tape Drive Module, 4Gb native Fibre Channel, field upgrade This tape drive is not compatible with Quantum Encryption Key Manager. Tape drive installation and configuration (SSCBB-NTDF-012x), covering up to 12 drives, must be ordered separately. | 16331
LSC5H-UTDT-L3BA | Quantum Scalar i500 LTO-3 Tape Drive Module, 4Gb Storage Networking, field upgrade This tape drive is not compatible with Quantum Encryption Key Manager. For Scalar i500 14U or larger systems only. Includes Scalar i500 Fibre Channel I/O Blade when required (every fourth tape drive added). Tape drive installation and configuration (SSCBB-NTDF-012x), covering up to 12 drives, must be ordered separately. | 18831
LSC5H-UTDL-L3BA | Quantum Scalar i500 LTO-3 Tape Drive Module, LVD SCSI, field upgrade This tape drive is not compatible with Quantum Encryption Key Manager. Tape drive installation and configuration (SSCBB-NTDL-012x), covering up to 12 drives, must be ordered separately. | 11750
Quantum Scalar i500 14U Field Upgrade Options
LSC5H-UEXM-900E | Quantum Scalar i500 9U Expansion Module, zero activated slots, field upgrade (EMEA) Provides the ability to add up to four tape drives and 46 or 92 additional tape slots. Includes 200 LTO-3 and 200 LTO-4 data cartridge barcode labels. Must order one or two 46-slot license keys (LSC5H-ULSL-046A). Scalar i500 9U Expansion Module Installation (SSC5H-NEXM-000x)is required. | 11769
LSC5H-ULSL-046A | Quantum Scalar i500 46-slot License Key, field upgrade Activates 46 slots. One or two must be ordered with 9U expansion module. Also used to upgrade a 9U expansion module from 36 to 82 slots. Also used to upgrade an older 14U base system from 36 to 82 to 128 slots, or a newer 14U base system from 41 to 87 to 133 slots. Also used to upgrade an older 23U base system from 36 to 82 to 128 to 174 to 218 slots or a newer 23U base system from 41 to 87 to 133 to 179 to 225 slots. | 11688
LSC5H-UADR-000A | Quantum Scalar i500 Advanced Reporting Option License Key, Field Upgrade Includes Drive Resource Utilization and Media Integrity reporting. | 3688
LSC5H-URPS-000A | Quantum Scalar i500 Redundant (2N) Power Supply Module, field upgrade Add one, two, three, four or five to 5U, 14U, 23U, 32U or 41U library, respectively. | 3744
LSC5H-UFCC-001A | Quantum Scalar i500 Fibre Channel I/O Blade, 4Gb, field upgrade For Scalar i500 14U and larger systems only. Includes two host/SAN Fibre Channel ports and four tape drive Fibre Channel ports, all with LC connectors. | 10000
LSC5H-UCMK-001A | Quantum Scalar i500 Cable Management Kit, field upgrade For Scalar i500 14U and larger systems only. Includes two “wire saddles” that can hold one to four Ethernet cables and two Velcro straps for routing Ethernet cables and power cords. This kit is included with every Scalar i500 Fibre Channel I/O Blade. However, this kit may be ordered for configurations without an I/O Blade to bundle together a large number of drive and power cords for easier cable management. | 63
LSC5H-UDTK-000A | Quantum Scalar i500 5U and 14U Desktop Kit, field upgrade Valid only for field-installed Scalar i500 5U or 14U base system. Configures the base system for desktop use rather than rackmount installation. | 56
LSC2K-AMAG-L06A | Quantum Scalar i500/i2000 Six-slot LTO Magazine Available for use with Scalar i500 and Scalar i2000. Includes dust cover. | 86
Quantum Scalar i500 23U Base Libraries
LSC55-BSYS-024E | Quantum Scalar i500 23U Base Library, no tape drives, 41 activated slots (EMEA) Includes 400 LTO-3 and 400 LTO-4 data cartridge barcode labels. | 21406
Quantum Scalar i500 23U Factory-Installed Options
LSC5H-FLSL-046E | Quantum Scalar i500 46-slot License Key, factory installed (EMEA) Valid only with order for Scalar i500. Order one or two with initial 14U base system to configure library with 87 or 133 activated slots. Order one, two, three or four with initial 23U base system to configure library with 87, 133, 179 or 225 activated slots. | 6875
Quantum Scalar i500 23U Field Upgrade Tape Drive Modules
LSC5H-UTDG-L4HA | Quantum Scalar i500 HP LTO-4 Tape Drive Module, 4Gb native Fibre Channel, field upgrade This tape drive is not compatible with Quantum Encryption Key Manager. Tape drive installation and configuration (SSCBB-NTDF-012x), covering up to 12 drives, must be ordered separately. | 18438
LSC5H-UTDG-L4BA | Quantum Scalar i500 IBM LTO-4 Tape Drive Module, 4Gb native Fibre Channel, field upgrade This tape drive is compatible with Quantum Encryption Key Manager. Valid only when ordering add-on drives for an installed library already configured with IBM LTO-4 tape drives. Tape drive installation and configuration (SSCBB-NTDF-012x), covering up to 12 drives, must be ordered separately. | 18438
LSC5H-UTDG-L4BK | Quantum Scalar i500 IBM LTO-4 Tape Drive Module, Q-EKM-Enabled, 4Gb native Fibre Channel, field upgrade Includes Q-EKM software and license key. Q-EKM drives must be in a separate partition from non-Q-EKM drives. Q-EKM Integration Service is also required to install and configure the Q-EKM application. Warranty/service level of Q-EKM must match the service length and level of the library. | 20938
LSC5H-UTDT-L4HA | Quantum Scalar i500 HP LTO-4 Tape Drive Module, 4Gb Storage Networking, field upgrade This tape drive is not compatible with Quantum Encryption Key Manager. For Scalar i500 14U or larger systems only. Includes Scalar i500 Fibre Channel I/O Blade when required (every fourth tape drive added). Tape drive installation and configuration (SSCBB-NTDF-012x), covering up to 12 drives, must be ordered separately. | 20938
LSC5H-UTDT-L4BA | Quantum Scalar i500 IBM LTO-4 Tape Drive Module, 4Gb Storage Networking, field upgrade This tape drive is compatible with Quantum Encryption Key Manager. For Scalar i500 14U or larger systems only. Valid only when ordering add-on drives for an installed library already configured with IBM LTO-4 tape drives. Includes Scalar i500 Fibre Channel I/O Blade when required (every fourth tape drive added). Tape drive installation and configuration (SSCBB-NTDF-012x), covering up to 12 drives, must be ordered separately. | 20938
LSC5H-UTDT-L4BK | Quantum Scalar i500 IBM LTO-4 Tape Drive Module, Q-EKM-Enabled, 4Gb Storage Networking, field upgrade For Scalar i500 14U or larger systems only. Includes Scalar i500 Fibre Channel I/O Blade when required (every fourth tape drive added). Includes Q-EKM software and license key. Q-EKM drives must be in a separate partition from non-Q-EKM drives. Q-EKM Integration Service is also required to install and configure the Q-EKM application. Warranty/service level of Q-EKM must match the service length and level of the library. | 23438
LSC5H-UTDL-L4BA | Quantum Scalar i500 IBM LTO-4 Tape Drive Module, LVD SCSI, field upgrade This tape drive is not compatible with Quantum Encryption Key Manager. Tape drive installation and configuration (SSCBB-NTDL-012x), covering up to 12 drives, must be ordered separately. | 14344
LSC5H-UTDM-L4HA | Quantum Scalar i500 HP LTO-4 Tape Drive Module, SAS, field upgrade This tape drive is not compatible with Quantum Encryption Key Manager. Tape drive installation and configuration (SSCBB-NTDL-012x), covering up to 12 drives, must be ordered separately. | 14969
LSC5H-UTDM-L4BA | Quantum Scalar i500 IBM LTO-4 Tape Drive Module, SAS, field upgrade This tape drive is compatible with Quantum Encryption Key Manager. Valid only when ordering add-on drives for an installed library already configured with IBM LTO-4 tape drives. Tape drive installation and configuration (SSCBB-NTDL-012x), covering up to 12 drives, must be ordered separately. | 14969
LSC5H-UTDM-L4BK | Quantum Scalar i500 IBM LTO-4 Tape Drive Module, Q-EKM-Enabled, SAS, field upgrade Includes Q-EKM software and license key. Q-EKM drives must be in a separate partition from non-Q-EKM drives. Q-EKM Integration Service is also required to install and configure the Q-EKM application. Warranty/service level of Q-EKM must match the service length and level of the library. | 17469
LSC5H-UTDG-L3BA | Quantum Scalar i500 LTO-3 Tape Drive Module, 4Gb native Fibre Channel, field upgrade This tape drive is not compatible with Quantum Encryption Key Manager. Tape drive installation and configuration (SSCBB-NTDF-012x), covering up to 12 drives, must be ordered separately. | 16331
LSC5H-UTDT-L3BA | Quantum Scalar i500 LTO-3 Tape Drive Module, 4Gb Storage Networking, field upgrade This tape drive is not compatible with Quantum Encryption Key Manager. For Scalar i500 14U or larger systems only. Includes Scalar i500 Fibre Channel I/O Blade when required (every fourth tape drive added). Tape drive installation and configuration (SSCBB-NTDF-012x), covering up to 12 drives, must be ordered separately. | 18831
LSC5H-UTDL-L3BA | Quantum Scalar i500 LTO-3 Tape Drive Module, LVD SCSI, field upgrade This tape drive is not compatible with Quantum Encryption Key Manager. Tape drive installation and configuration (SSCBB-NTDL-012x), covering up to 12 drives, must be ordered separately. | 11750
Quantum Scalar i500 23U Field Upgrade Options
LSC5H-UEXM-900E | Quantum Scalar i500 9U Expansion Module, zero activated slots, field upgrade (EMEA) Provides the ability to add up to four tape drives and 46 or 92 additional tape slots. Includes 200 LTO-3 and 200 LTO-4 data cartridge barcode labels. Must order one or two 46-slot license keys (LSC5H-ULSL-046A). Scalar i500 9U Expansion Module Installation (SSC5H-NEXM-000x)is required. | 11769
LSC5H-ULSL-046A | Quantum Scalar i500 46-slot License Key, field upgrade Activates 46 slots. One or two must be ordered with 9U expansion module. Also used to upgrade a 9U expansion module from 36 to 82 slots. Also used to upgrade an older 14U base system from 36 to 82 to 128 slots, or a newer 14U base system from 41 to 87 to 133 slots. Also used to upgrade an older 23U base system from 36 to 82 to 128 to 174 to 218 slots or a newer 23U base system from 41 to 87 to 133 to 179 to 225 slots. | 11688
LSC5H-UADR-000A | Quantum Scalar i500 Advanced Reporting Option License Key, Field Upgrade Includes Drive Resource Utilization and Media Integrity reporting. | 3688
LSC5H-URPS-000A | Quantum Scalar i500 Redundant (2N) Power Supply Module, field upgrade Add one, two, three, four or five to 5U, 14U, 23U, 32U or 41U library, respectively. | 3744
LSC5H-UFCC-001A | Quantum Scalar i500 Fibre Channel I/O Blade, 4Gb, field upgrade For Scalar i500 14U and larger systems only. Includes two host/SAN Fibre Channel ports and four tape drive Fibre Channel ports, all with LC connectors. | 10000
LSC5H-UCMK-001A | Quantum Scalar i500 Cable Management Kit, field upgrade For Scalar i500 14U and larger systems only. Includes two “wire saddles” that can hold one to four Ethernet cables and two Velcro straps for routing Ethernet cables and power cords. This kit is included with every Scalar i500 Fibre Channel I/O Blade. However, this kit may be ordered for configurations without an I/O Blade to bundle together a large number of drive and power cords for easier cable management. | 63
LSC2K-AMAG-L06A | Quantum Scalar i500/i2000 Six-slot LTO Magazine Available for use with Scalar i500 and Scalar i2000. Includes dust cover. | 86
Quantum Scalar i500 Installation and Additional Services
SLBBM-NSYS-0001 | Quantum Scalar 50/50e and Scalar i500 5U, Installation, zone 1 The Scalar i500 5U and Scalar 50/50e libraries are customer installable. However, library installation service is recommended for all configurations and system configuration services are recommended for all Fibre Channel installations. The Library Installation charge includes installation of the library and all optional items initially ordered with the library. Installation service is required if a system configuration package is ordered in conjunction with a new system installation. Installation is required for the i500 5U if ordering Quantum Encryption Key Manager at initial purchase. | 1125
SSC51-NS00-0001 | Quantum Scalar i500 5U Library, Installation, zone 1 REPLACED BY SLBBM-NSYS-000x. The Scalar i500 5U library is customer installable. However, library installation service is recommended for all configurations and system integration services are recommended for all Fibre Channel installations. The Library Installation charge includes installation of the library and all optional items initially ordered with the library. Installation service is required if a system integration package is ordered in conjunction with a new system installation. Installation is required if ordering Quantum Encryption Key Manager at initial purchase. Last order date 31MAY09. | 1125
SSC53-NSYS-0001 | Quantum Scalar i500 14U, Installation, zone 1 The Scalar i500 14U library is customer installable. However, library installation service is recommended for all configurations and system configuration services are recommended for all Fibre Channel installations. The Library Installation charge includes installation of the library and all optional items initially ordered with the library. Installation service is required if a system configuration package is ordered in conjunction with a new system installation. Installation is required if ordering Quantum Encryption Key Manager at initial purchase. | 1375
SSC53-NS00-0001 | Quantum Scalar i500 14U Library, Installation, zone 1 REPLACED BY SSC53-NSYS-000x. The Scalar i500 14U library is customer installable. However, library installation service is recommended for all configurations and system integration services are recommended for all Fibre Channel installations. The Library Installation charge includes installation of the library and all optional items initially ordered with the library. Installation service is required if a system integration package is ordered in conjunction with a new system installation. Installation is required if ordering Quantum Encryption Key Manager at initial purchase. Last order date 31MAY09. | 1375
SLBBL-NSYC-0001 | Quantum SuperLoader 3, Scalar 24, Scalar 50/50e, Scalar i500 5U and Scalar i500 14U, Configuration, zone 1 Installation service is required if a system configuration package is ordered in conjunction with a new system installation. | 4813
SSC55-NSYN-0001 | Quantum Scalar i500 23U, Installation and Configuration, zone 1 Installation and configuration are required for Scalar i500 23U libraries The Library Installation charge includes installation of the library and all optional items initially ordered with the library. | 9531
SSC55-NS00-0001 | Quantum Scalar i500 23U Library, Installation, zone 1 REPLACED BY SSC55-NSYN-000x. Library installation service is required for Scalar i500 23U systems. System integration services are recommended for all Fibre Channel installations. The Library Installation charge includes installation of the library and all optional items initially ordered with the library. Last order date 31MAY09. | 2500
SSCBB-NTDL-0121 | Quantum Library, Tape Drive Module, SAS or SCSI, Installation and Configuration, up to 12, zone 1 Must be ordered when adding SAS or SCSI tape drive(s) as add-ons/upgrades to an existing library. | 1563
SSCBB-NTDF-0121 | Quantum Library, Tape Drive Module, native Fibre Channel or Storage Networking (SNW), Installation and Configuration, up to 12, zone 1 Must be ordered when adding Fibre Channel and/or Storage Networking (SNW) tape drive(s) as add-ons/upgrades to an existing library. Must also be ordered when the number of Fibre Channel or SNW tape drives in an initial PX720 or Scalar i2000 library order exceeds the number of drives included in the PX720 and Scalar i2000 Installation and Configuration Large Package (i.e., initial order includes more than 24 Fibre Channel and/or SNW tape drives). | 5469
SLBBB-NEK1-0001 | Quantum Encryption Key Manager, Single Server/Site System Integration, zone 1 Includes installation and configuration of Q-EKM on a single server at a single site. Also includes library configuration steps necessary to connect to Q-EKM. This service is required when purchasing Q-EKM. If the Q-EKM integration service is related to a new system installation, system installation service must also be ordered. For configurations outside this scope, refer to the Customized System Integration Service. | 3125
SLBBB-NEK2-0001 | Quantum Encryption Key Manager, Additional Server/Same Site/Same Trip System Integration, zone 1 Enables installation and configuration of Q-EKM on an additional server at the same site during the same trip. Also includes library configuration steps necessary to connect to Q-EKM. Must purchase Q-EKM Single Server/Site Integration Service (SLBBB-NEK1-000x) as a prerequisite. | 1875
SLBBB-NEK3-0001 | Quantum Encryption Key Manager, Additional Server/Different Site System Integration, zone 1 Enables installation and configuration of Q-EKM on an additional server at a different site. Also includes library configuration steps necessary to connect to Q-EKM. Must purchase Q-EKM Single Server/Site Integration Service (SLBBB-NEK1-000x) as a prerequisite. | 3125
Quantum Scalar i500 Upgrade Installation
SSCBB-NTDL-0121 | Quantum Library, Tape Drive Module, SAS or SCSI, Installation and Configuration, up to 12, zone 1 Must be ordered when adding SAS or SCSI tape drive(s) as add-ons/upgrades to an existing library. | 1563
SSCBB-NTDF-0121 | Quantum Library, Tape Drive Module, native Fibre Channel or Storage Networking (SNW), Installation and Configuration, up to 12, zone 1 Must be ordered when adding Fibre Channel and/or Storage Networking (SNW) tape drive(s) as add-ons/upgrades to an existing library. Must also be ordered when the number of Fibre Channel or SNW tape drives in an initial PX720 or Scalar i2000 library order exceeds the number of drives included in the PX720 and Scalar i2000 Installation and Configuration Large Package (i.e., initial order includes more than 24 Fibre Channel and/or SNW tape drives). | 5469
SSC5H-NEXM-0001 | Quantum Scalar i500 9U Expansion Module, Installation, zone 1 Required when adding a 9U Expansion Module to an existing system. Not required for 9U Expansion Modules ordered with an initial system order. | 1125
SSCBB-NRPS-0001 | Quantum Scalar Library Redundant Power Supply, Installation, zone 1 Required when adding a redundant power supply to an installed system. | 1250
Quantum Scalar i500 Warranty Uplifts: 5U Base Libraries
SSC51-LS00-BL11 | Quantum Scalar i500 5U Library, No Drives, Bronze Support Plan (5x9xNBD on-site), Uplift, annual, zone 1 | 625
SSC51-LS00-SL11 | Quantum Scalar i500 5U Library, No Drives, Silver Support Plan (5x9x4 on-site), Uplift, annual, zone 1 | 1125
SSC51-LS00-GL11 | Quantum Scalar i500 5U Library, No Drives, Gold Support Plan (7x24x4 on-site), Uplift, annual, zone 1 | 1250
Quantum Scalar i500 Warranty Uplifts: 14U Base Libraries
SSC53-LS00-BL11 | Quantum Scalar i500 14U Library, No Drives, Bronze Support Plan (5x9xNBD on-site), Uplift, annual, zone 1 | 1250
SSC53-LS00-SL11 | Quantum Scalar i500 14U Library, No Drives, Silver Support Plan (5x9x4 on-site), Uplift, annual, zone 1 | 1688
SSC53-LS00-GL11 | Quantum Scalar i500 14U Library, No Drives, Gold Support Plan (7x24x4 on-site), Uplift, annual, zone 1 | 1875
Quantum Scalar i500 Warranty Uplifts: 23U Base Libraries
SSC55-LS00-BL11 | Quantum Scalar i500 23U Library, No Drives, Bronze Support Plan (5x9xNBD on-site), Uplift, annual, zone 1 | 2125
SSC55-LS00-SL11 | Quantum Scalar i500 23U Library, No Drives, Silver Support Plan (5x9x4 on-site), Uplift, annual, zone 1 | 3375
SSC55-LS00-GL11 | Quantum Scalar i500 23U Library, No Drives, Gold Support Plan (7x24x4 on-site), Uplift, annual, zone 1 | 3750
Quantum Scalar i500 Warranty Uplifts: 9U Expansion Modules
SSC5H-LEXM-BL11 | Quantum Scalar i500 9U Expansion Module, Bronze Support Plan (5x9xNBD on-site), Uplift, annual, zone 1 | 625
SSC5H-LEXM-SL11 | Quantum Scalar i500 9U Expansion Module, Silver Support Plan (5x9x4 on-site), Uplift, annual, zone 1 | 1125
SSC5H-LEXM-GL11 | Quantum Scalar i500 9U Expansion Module, Gold Support Plan (7x24x4 on-site), Uplift, annual, zone 1 | 1250
Quantum Scalar i500 Warranty Uplifts: Tape Drive Modules
SLBBM-LTDX-BL11 | Quantum Scalar i500 Library, Tape Drive Module, Bronze Support Plan (5x9xNBD on-site), Uplift, annual, zone 1 Price is per tape drive. | 906
SLBBM-LTDX-SL11 | Quantum Scalar i500 Library, Tape Drive Module, Silver Support Plan (5x9x4 on-site), Uplift, annual, zone 1 Price is per tape drive. | 1435
SLBBM-LTDX-GL11 | Quantum Scalar i500 Library, Tape Drive Module, Gold Support Plan (7x24x4 on-site), Uplift, annual, zone 1 Price is per tape drive. | 1594
Quantum Scalar i500 Warranty Uplifts: Encryption Key Manager
SSC5H-LEKM-BL10 | Quantum Scalar i500 Encryption Key Manager, Bronze/Silver Software Support Plan (5x9 telephone), Per Drive Uplift, annual, all zones Provides one year of 5X9 telephone support for one Scalar i500 Q-EKM-Enabled drive. Q-EKM service contracts sold on a per drive basis. The Q-EKM service contract length and level must match the library/drive warranty or service contract length and level. This uplift must be purchased within 60 days of point of sale or renewal pricing must be used. This service may be purchased for years 1-5. A discount of 15% applies to multi-year purchases of this service offering. | 244
SSC5H-LEKM-GL10 | Quantum Scalar i500 Encryption Key Manager, Gold Software Support Plan (7x24 telephone), Per Drive Uplift, annual, all zones Provides one year of 7x24 telephone support for one Scalar i500 Q-EKM-Enabled drive. Q-EKM service contracts are sold on a per drive basis. The Q-EKM service contract length and level must match the library/drive warranty or service contract length and level. This uplift must be purchased within 60 days of point of sale or renewal pricing must be used. This service may be purchased for years 1-5. A discount of 15% applies to multi-year purchases of this service offering. | 298
Quantum Scalar i500 Service Renewals: 5U Base Libraries
SSC51-RS00-BL11 | Quantum Scalar i500 5U Library, No Drives, Bronze Support Plan (5x9xNBD on-site), Renewal, annual, zone 1 | 813
SSC51-RS00-SL11 | Quantum Scalar i500 5U Library, No Drives, Silver Support Plan (5x9x4 on-site), Renewal, annual, zone 1 | 1463
SSC51-RS00-GL11 | Quantum Scalar i500 5U Library, No Drives, Gold Support Plan (7x24x4 on-site), Renewal, annual, zone 1 | 1625
Quantum Scalar i500 Service Renewals: 14U Base Libraries
SSC53-RS00-BL11 | Quantum Scalar i500 14U Library, No Drives, Bronze Support Plan (5x9xNBD on-site), Renewal, annual, zone 1 | 1625
SSC53-RS00-SL11 | Quantum Scalar i500 14U Library, No Drives, Silver Support Plan (5x9x4 on-site), Renewal, annual, zone 1 | 2194
SSC53-RS00-GL11 | Quantum Scalar i500 14U Library, No Drives, Gold Support Plan (7x24x4 on-site), Renewal, annual, zone 1 | 2438
Quantum Scalar i500 Service Renewals: 23U Base Libraries
SSC55-RS00-BL11 | Quantum Scalar i500 23U Library, No Drives, Bronze Support Plan (5x9xNBD on-site), Renewal, annual, zone 1 | 2763
SSC55-RS00-SL11 | Quantum Scalar i500 23U Library, No Drives, Silver Support Plan (5x9x4 on-site), Renewal, annual, zone 1 | 4388
SSC55-RS00-GL11 | Quantum Scalar i500 23U Library, No Drives, Gold Support Plan (7x24x4 on-site), Renewal, annual, zone 1 | 4875
Quantum Scalar i500 Service Renewals: 9U Expansion Modules
SSC5H-REXM-BL11 | Quantum Scalar i500 9U Expansion Module, Bronze Support Plan (5x9xNBD on-site), Renewal, annual, zone 1 | 813
SSC5H-REXM-SL11 | Quantum Scalar i500 9U Expansion Module, Silver Support Plan (5x9x4 on-site), Renewal, annual, zone 1 | 1463
SSC5H-REXM-GL11 | Quantum Scalar i500 9U Expansion Module, Gold Support Plan (7x24x4 on-site), Renewal, annual, zone 1 | 1625
Quantum Scalar i500 Service Renewals: Tape Drive Modules
SLBBM-RTDX-BL11 | Quantum PX506, PX510 and Scalar i500 Library, Tape Drive Module, Bronze Support Plan (5x9xNBD on-site), Renewal, annual, zone 1 Price is per tape drive. | 1179
SLBBM-RTDX-SL11 | Quantum PX506, PX510 and Scalar i500 Library, Tape Drive Module, Silver Support Plan (5x9x4 on-site), Renewal, annual, zone 1 Price is per tape drive. | 1865
SLBBM-RTDX-GL11 | Quantum PX506, PX510 and Scalar i500 Library, Tape Drive Module, Gold Support Plan (7x24x4 on-site), Renewal, annual, zone 1 Price is per tape drive. | 2073
Quantum Scalar i500 Service Renewals: Encryption Key Manager
SSC5H-REKM-BL10 | Quantum Scalar i500 Encryption Key Manager, Bronze/Silver Software Support Plan (5x9 telephone), Per Drive Renewal, annual, all zones Provides one year of 5x9 telephone support for one Scalar i500 Q-EKM-Enabled drive. Q-EKM service contracts are sold on a per drive basis. The Q-EKM service contract length and level must match the library/drive warranty or service contract length and level. This service offering can be purchased 60 days after point of sale or when the uplift service contract has expired. A discount of 15% applies to multi-year purchases of this service offering. | 316
SSC5H-REKM-GL10 | Quantum Scalar i500 Encryption Key Manager, Gold Software Support Plan (7x24 telephone), Per Drive Renewal, annual, all zones Provides one year of 7x24 telephone support for one Scalar i500Q-EKM-Enabled drive. Q-EKM service contracts are sold on a per drive basis. The Q-EKM service contract length and level must match the library/drive warranty or service contract length and level. This service offering can be purchased 60 days after point of sale or when the uplift service contract has expired. A discount of 15% applies to multi-year purchases of this service offering. | 386
Quantum Scalar i2000 Libraries
LSC2K-BL00-001A | Quantum Scalar i2000 LTO Library, no tape drives, 100 activated slots Ships in one crate. Includes barcode labels (1-400 LTO). | 79214
LSC2K-BL00-002A | Quantum Scalar i2000 LTO Library, no tape drives, 200 activated slots Ships in one crate. Includes barcode labels (1-400 LTO). | 91938
LSC2K-BL00-004A | Quantum Scalar i2000 LTO Library, no tape drives, 400 activated slots Ships in two crates. Includes barcode labels (1-400 LTO). | 104121
LSC2K-BL00-007A | Quantum Scalar i2000 LTO Library, no tape drives, 700 activated slots Ships in two crates. Includes barcode labels (1-400 LTO). | 118174
LSC2K-BL00-015A | Quantum Scalar i2000 LTO Library, no tape drives, 1,500 activated slots Ships in four crates. Includes barcode labels (1-400 LTO). | 206250
LSC2K-BL00-030A | Quantum Scalar i2000 LTO Library, no tape drives, 3,000 activated slots Ships in eight crates. Includes barcode labels (1-400 LTO). | 337500
Quantum Scalar i2000 DLT Base Libraries
LSC2K-BS00-001A | Quantum Scalar i2000 DLT Library, no tape drives, 100 activated slots Ships in one crate. Includes barcode labels (1-336 DLT). | 79214
LSC2K-BS00-002A | Quantum Scalar i2000 DLT Library, no tape drives, 200 activated slots Ships in one crate. Includes barcode labels (1-336 DLT). | 91938
LSC2K-BS00-004A | Quantum Scalar i2000 DLT Library, no tape drives, 400 activated slots Ships in two crates. Includes barcode labels (1-336 DLT). | 104121
LSC2K-BS00-007A | Quantum Scalar i2000 DLT Library, no tape drives, 700 activated slots Ships in two crates. Includes barcode labels (1-336 DLT). | 118174
LSC2K-BS00-015A | Quantum Scalar i2000 DLT Library, no tape drives, 1,500 activated slots Ships in five crates. Includes barcode labels (1-336 DLT). | 206250
Quantum Scalar i2000 Factory-Installed Tape Drive Modules
LSC2K-FTDG-L4HA | Quantum Scalar i2000 HP LTO-4 Tape Drive Module, 4Gb native Fibre Channel, factory installed This tape drive is not compatible with Quantum Encryption Key Manager. | 22313
LSC2K-FTDG-L4BE | Quantum Scalar i2000 IBM LTO-4 Tape Drive Module, Q-EKM-Enabled, 4Gb native Fibre Channel, factory installed Includes Q-EKM software and license key. Q-EKM drives must be in a separate partition from non-Q-EKM drives. Q-EKM Integration Service is also required to install and configure the Q-EKM application. Warranty/service level of Q-EKM must match the service length and level of the library. | 24813
LSC2K-FTDG-L3HA | Quantum Scalar i2000 HP LTO-3 Tape Drive Module, 4Gb native Fibre Channel, factory installed This tape drive is not compatible with Quantum Encryption Key Manager. | 18966
LSC2K-FTDG-L3BA | Quantum Scalar i2000 IBM LTO-3 Tape Drive Module, 4Gb native Fibre Channel, factory installed This tape drive is not compatible with Quantum Encryption Key Manager. | 18966
LSC2K-FTDG-S4QA | Quantum Scalar i2000 DLT-S4 Tape Drive Module, 4Gb native Fibre Channel, factory installed This tape drive is not compatible with Quantum Encryption Key Manager. | 22313
LSC2K-FTDF-S3QA | Quantum Scalar i2000 SDLT 600 Tape Drive Module, 2Gb native Fibre Channel, factory installed This tape drive is not compatible with Quantum Encryption Key Manager. | 15938
4Gb Storage Networking Tape Drive Modules
LSC2K-FTDT-L4HA | Quantum Scalar i2000 4Gb HP LTO-4 Tape Drive Module, 4Gb Storage Networking, factory installed This tape drive is not compatible with Quantum Encryption Key Manager. Includes Scalar i2000 Fibre Channel I/O Blade when required (every fourth tape drive added). | 26775
LSC2K-FTDT-L4BE | Quantum Scalar i2000 4Gb IBM LTO-4 Tape Drive Module, Q-EKM-Enabled, 4Gb Storage Networking, factory installed Includes Scalar i2000 Fibre Channel I/O Blade when required (every fourth tape drive added). Includes Q-EKM software and license key. Q-EKM drives must be in a separate partition from non-Q-EKM drives. Q-EKM Integration Service is also required to install and configure the Q-EKM application. Warranty/service level of Q-EKM must match the service length and level of the library. | 29275
LSC2K-FTDT-L3HB | Quantum Scalar i2000 4Gb HP LTO-3 Tape Drive Module, 4Gb Storage Networking, factory installed This tape drive is not compatible with Quantum Encryption Key Manager. Includes Scalar i2000 Fibre Channel I/O Blade when required (every fourth tape drive added). | 22759
LSC2K-FTDT-L3BA | Quantum Scalar i2000 4Gb IBM LTO-3 Tape Drive Module, 4Gb Storage Networking, factory installed This tape drive is not compatible with Quantum Encryption Key Manager. Includes Scalar i2000 Fibre Channel I/O Blade when required (every fourth tape drive added). | 22759
LSC2K-FTDT-S4QA | Quantum Scalar i2000 4Gb DLT-S4 Tape Drive Module, 4Gb Storage Networking, factory installed This tape drive is not compatible with Quantum Encryption Key Manager. Includes Scalar i2000 Fibre Channel I/O Blade when required (every fourth tape drive added). | 26775
Quantum Scalar i2000 Field Upgrade Tape Drive Modules
LSC2K-UTDG-L4HA | Quantum Scalar i2000 HP LTO-4 Tape Drive Module, 4Gb native Fibre Channel, field-upgrade This tape drive is not compatible with Quantum Encryption Key Manager. | 22313
LSC2K-UTDG-L4BA | Quantum Scalar i2000 IBM LTO-4 Tape Drive Module, 4Gb native Fibre Channel, field-upgrade Only valid when ordering add-on drives for an installed library already configured with IBM LTO-4 tape drives. | 22313
LSC2K-UTDG-L4BE | Quantum Scalar i2000 IBM LTO-4 Tape Drive Module, Q-EKM-Enabled, 4Gb native Fibre Channel, field-upgrade Includes Q-EKM software and license key. Q-EKM drives must be in a separate partition from non-Q-EKM drives. Q-EKM Integration Service is also required to install and configure the Q-EKM application. Warranty/service level of Q-EKM must match the service length and level of the library. | 24813
LSC2K-UTDG-L3HA | Quantum Scalar i2000 HP LTO-3 Tape Drive Module, 4Gb native Fibre Channel, field-upgrade This tape drive is not compatible with Quantum Encryption Key Manager. | 18966
LSC2K-UTDG-L3BA | Quantum Scalar i2000 IBM LTO-3 Tape Drive Module, 4Gb native Fibre Channel, field-upgrade This tape drive is not compatible with Quantum Encryption Key Manager. | 18966
LSC2K-UTDG-S4QA | Quantum Scalar i2000 DLT-S4 Tape Drive Module, 4Gb native Fibre Channel, field-upgrade This tape drive is not compatible with Quantum Encryption Key Manager. | 22313
LSC2K-UTDF-S3QA | Quantum Scalar i2000 SDLT 600 Tape Drive Module, 2Gb native Fibre Channel, field-upgrade This tape drive is not compatible with Quantum Encryption Key Manager. | 15938
4Gb Storage Networking Tape Drive Modules
LSC2K-UTDT-L4HA | Quantum Scalar i2000 4Gb HP LTO-4 Tape Drive Module, 4Gb Storage Networking, field-upgrade This tape drive is not compatible with Quantum Encryption Key Manager. Includes Scalar i2000 Fibre Channel I/O Blade when required (every fourth tape drive added). | 26775
LSC2K-UTDT-L4BA | Quantum Scalar i2000 4Gb IBM LTO-4 Tape Drive Module, 4Gb Storage Networking, field-upgrade Includes Scalar i2000 Fibre Channel I/O Blade when required (every fourth tape drive added). Only valid when ordering add-on drives for an installed library already configured with IBM LTO-4 tape drives. | 26775
LSC2K-UTDT-L4BE | Quantum Scalar i2000 4Gb IBM LTO-4 Tape Drive Module, Q-EKM-Enabled, 4Gb Storage Networking, field-upgrade Includes Scalar i2000 Fibre Channel I/O Blade when required (every fourth tape drive added). Includes Q-EKM software and license key. Q-EKM drives must be in a separate partition from non-Q-EKM drives. Q-EKM Integration Service is also required to install and configure the Q-EKM application. Warranty/service level of Q-EKM must match the service length and level of the library. | 29275
LSC2K-UTDT-L3HB | Quantum Scalar i2000 4Gb HP LTO-3 Tape Drive Module, 4Gb Storage Networking, field-upgrade This tape drive is not compatible with Quantum Encryption Key Manager. Includes Scalar i2000 Fibre Channel I/O Blade when required (every fourth tape drive added). | 22759
LSC2K-UTDT-L3BA | Quantum Scalar i2000 4Gb IBM LTO-3 Tape Drive Module, 4Gb Storage Networking, field-upgrade This tape drive is not compatible with Quantum Encryption Key Manager. Includes Scalar i2000 Fibre Channel I/O Blade when required (every fourth tape drive added). | 22759
LSC2K-UTDT-S4QA | Quantum Scalar i2000 4Gb DLT-S4 Tape Drive Module, 4Gb Storage Networking, field-upgrade This tape drive is not compatible with Quantum Encryption Key Manager. Includes Scalar i2000 Fibre Channel I/O Blade when required (every fourth tape drive added). | 26775
Quantum Scalar i2000 Networking, Management and Security Options
LSC2K-AFCC-001A | Quantum Scalar i2000 Fibre Channel I/O Blade, 4Gb Includes two host/SAN Fibre Channel ports and four tape drive Fibre Channel ports, all with LC connectors. Order to convert one to four native Fibre Channel drives to Storage Networking. If the Control Module (CM) or Expansion Module (EM) containing the drives being converted does not already include other Storage Networking drives (i.e., the conversion is the first time the cabinet will be configured with Storage Networking), then the Scalar i20000 Native Fibre Channel to Storage Networking Upgrade Kit (LSC2K-USNC-001A) is also required. | 17850
LSC2K-USNC-001A | Quantum Scalar i2000 Native Fibre Channel to Storage Networking Conversion Kit, field upgrade Includes network chassis fan and Control Management Blade (CMB). One kit is required when ordering a Fibre Channel I/O Blade to convert existing native Fibre Channel drives to Storage Networking if the Control Module (CM) or Expansion Module (EM) containing the drives being converted does not already contain Storage Networking drives. Maximum one kit per CM or EM being converted to Storage Networking for the first time. | 12089
LSC2K-AMCB-001A | Quantum Scalar i2000 Management Control Blade Order as a spare or replacement. | 17813
LSC2K-AADR-001A | Quantum Scalar i2000 Advanced Reporting Option License Key Includes Drive Resource Utilization and Media Integrity reporting. | 3688
LSC2K-APAR-001A | Quantum Scalar i2000 Partitioning Option License Key Required for multi-media systems and/or systems with Quantum Encryption Key Manager. Enables up to 16 partitions. | 10000
Quantum Scalar i2000 Upgrade Options
LSC2K-ALSL-100A | Quantum Scalar i2000 100-slot License Key Shipping charges may apply on upgrade orders. Check existing configuration to determine if additional equipment is needed/desired. | 15625
LSC2K-ARPS-001E | Quantum Scalar i2000 Redundant (2N) Power Supply Module Order one for Control Module (base system) plus one for each Expansion Module that is configured with tape drives. | 8125
LSC2K-AIES-001A | Quantum Scalar i2000 Import/Export (I/E) Station for Expansion Module One I/E Station can be added to each Expansion Module. Includes 24 LTO or 20 DLT import/export slots. Reduces EM capacity by 36 LTO or 30 DLT slots. Maximum seven. | 5153
LSC2K-UMMP-001E | Quantum Scalar i2000 Multi-media Picker Upgrade Kit, field upgrade (EMEA) Required when adding DLT media to an installed library initially ordered with LTO only. Not required when ordering a new library in a multi-media configuration nor when adding LTO media to an installed library initially ordered with DLT. The Scalar i2000 Partitioning Option must be purchased with multi-media libraries. | 6250
LSC2K-AMAG-D06A | Quantum Scalar i2000 Five-slot SDLT Magazine Includes dust cover. | 86
LSC2K-AMAG-L06A | Quantum Scalar i500/i2000 Six-slot LTO Magazine Available for use with Scalar i500 and Scalar i2000. Includes dust cover. | 86
LSC2K-ACFU-006A | Quantum Scalar i2000 IPv6 Compact Flash Upgrade Kit This kit is only needed for those few customers that are connecting a Scalar i2000 to an IPv6 network. This kit includes a standard Scalar i2000 Compact Flash card with special code that allows a Scalar i2000 to connect to an IPv6 network. Flash must be installed at point of sale in the factory or by Quantum personnel as a post-sale upgrade. If customers want to upgrade firmware, they should open a Service Request and the upgrade will be scheduled with Quantum’s field service group. Installation charges may apply. | call
Quantum Scalar i2000 Installation and Additional Services
SLBBN-NSYN-PB01 | Quantum PX720 and Scalar i2000, Installation and Configuration, Basic Package, zone 1 Installation and configuration are required for PX720 and Scalar i2000 libraries The Basic Package is applicable for up to four tape drives. | 7938
SLBBN-NSYN-PE01 | Quantum PX720 and Scalar i2000, Installation and Configuration, Small Package, zone 1 Installation and configuration are required for PX720 and Scalar i2000 libraries The Small Package is applicable for up to eight tape drives. | 10156
SLBBN-NSYN-PH01 | Quantum PX720 and Scalar i2000, Installation and Configuration, Medium Package, zone 1 Installation and configuration are required for PX720 and Scalar i2000 libraries The Medium Package is applicable for up to 12 tape drives. | 14844
SLBBN-NSYN-PL01 | Quantum PX720 and Scalar i2000, Installation and Configuration, Large Package, zone 1 Installation and configuration are required for PX720 and Scalar i2000 libraries The Large Package is applicable for up to 24 tape drives. Order Tape Drive Module native Fibre Channel or Storage Networking (SNW) Installation and Configuration (model SSCBB-NTDF-000x) for each set of 12 or fewer drives in excess of 24. | 22656
SSC2K-NS00-0001 | Quantum Scalar i2000 Library, Installation, zone 1 REPLACED BY SLBBN-NSYN-PB0x, SLBBN-NSYN-PE0x, SLBBN-NSYN-PH0X AND SLBBN-NSYN-PL0x. Required. Last order date 31MAY09. | 3125
SSCBB-NTDF-0121 | Quantum Library, Tape Drive Module, native Fibre Channel or Storage Networking (SNW), Installation and Configuration, up to 12, zone 1 Must be ordered when adding Fibre Channel and/or Storage Networking (SNW) tape drive(s) as add-ons/upgrades to an existing library. Must also be ordered when the number of Fibre Channel or SNW tape drives in an initial PX720 or Scalar i2000 library order exceeds the number of drives included in the PX720 and Scalar i2000 Installation and Configuration Large Package (i.e., initial order includes more than 24 Fibre Channel and/or SNW tape drives). | 5469
SLBBB-NEK1-0001 | Quantum Encryption Key Manager, Single Server/Site System Integration, zone 1 Includes installation and configuration of Q-EKM on a single server at a single site. Also includes library configuration steps necessary to connect to Q-EKM. This service is required when purchasing Q-EKM. If the Q-EKM integration service is related to a new system installation, system installation service must also be ordered. For configurations outside this scope, refer to the Customized System Integration Service. | 3125
SLBBB-NEK2-0001 | Quantum Encryption Key Manager, Additional Server/Same Site/Same Trip System Integration, zone 1 Enables installation and configuration of Q-EKM on an additional server at the same site during the same trip. Also includes library configuration steps necessary to connect to Q-EKM. Must purchase Q-EKM Single Server/Site Integration Service (SLBBB-NEK1-000x) as a prerequisite. | 1875
SLBBB-NEK3-0001 | Quantum Encryption Key Manager, Additional Server/Different Site System Integration, zone 1 Enables installation and configuration of Q-EKM on an additional server at a different site. Also includes library configuration steps necessary to connect to Q-EKM. Must purchase Q-EKM Single Server/Site Integration Service (SLBBB-NEK1-000x) as a prerequisite. | 3125
Quantum Scalar i2000 Upgrade Installation
SSCBB-NTDL-0121 | Quantum Library, Tape Drive Module, SAS or SCSI, Installation and Configuration, up to 12, zone 1 Must be ordered when adding SAS or SCSI tape drive(s) as add-ons/upgrades to an existing library. | 1563
SSCBB-NTDF-0121 | Quantum Library, Tape Drive Module, native Fibre Channel or Storage Networking (SNW), Installation and Configuration, up to 12, zone 1 Must be ordered when adding Fibre Channel and/or Storage Networking (SNW) tape drive(s) as add-ons/upgrades to an existing library. Must also be ordered when the number of Fibre Channel or SNW tape drives in an initial PX720 or Scalar i2000 library order exceeds the number of drives included in the PX720 and Scalar i2000 Installation and Configuration Large Package (i.e., initial order includes more than 24 Fibre Channel and/or SNW tape drives). | 5469
SSCBB-NRPS-0001 | Quantum Scalar Library Redundant Power Supply, Installation, zone 1 Required when adding a redundant power supply to an installed system. | 1250
Quantum Scalar i2000 Warranty Extensions and Uplifts: Base Libraries
SSC2K-ES01-BL11 | Quantum Scalar i2000 Library with 100 Slots, No Drives, Bronze Support Plan (5x9xNBD on-site), Extension, annual, zone 1 | 2650
SSC2K-ES07-BL11 | Quantum Scalar i2000 Library with 700 Slots, No Drives, Bronze Support Plan (5x9xNBD on-site), Extension, annual, Zone 1 | 3313
SSC2K-LS01-SL11 | Quantum Scalar i2000 Library with 100 Slots, No Drives, Silver Support Plan (5x9x4 on-site), Uplift, annual, zone 1 | 5153
SSC2K-LS01-GL11 | Quantum Scalar i2000 Library with 100 Slots, No Drives, Gold Support Plan (7x24x4 on-site), Uplift, annual, zone 1 | 5725
SSC2K-LS07-SL11 | Quantum Scalar i2000 Library with 700 Slots, No Drives, Silver Support Plan (5x9x4 on-site), Uplift, annual, Zone 1 | 6441
SSC2K-LS07-GL11 | Quantum Scalar i2000 Library with 700 Slots, No Drives, Gold Support Plan (7x24x4 on-site), Uplift, annual, Zone 1 | 7156
Quantum Scalar i2000 Warranty Extensions and Uplifts: 100-Slot Increments
SSCBB-ES01-BL11 | Quantum Scalar i2000 and 10K Library, Price Per 100 Slots, Bronze Support Plan (5x9xNBD on-site), Extension, annual, zone 1 | 1138
SSCBB-LS01-SL11 | Quantum Scalar i2000 and 10K Library, Price Per 100 Slots, Silver Support Plan (5x9x4 on-site), Uplift, annual, zone 1 | 1548
SSCBB-LS01-GL11 | Quantum Scalar i2000 and 10K Library, Price Per 100 Slots, Gold Support Plan (7x24x4 on-site), Uplift, annual, zone 1 | 1719
Quantum Scalar i2000 Warranty Extensions and Uplifts: Tape Drive Modules
SLBBN-ETDX-BL11 | Quantum PX720, Scalar i2000 and Scalar 10K Library, Tape Drive Module, Bronze Support Plan (5x9xNBD on-site), Extension, annual, zone 1 Price is per tape drive. | 956
SLBBN-LTDX-SL11 | Quantum PX720, Scalar i2000 and Scalar 10K Library, Tape Drive Module, Silver Support Plan (5x9x4 on-site), Uplift, annual, zone 1 Price is per tape drive. | 1683
SLBBN-LTDX-GL11 | Quantum PX720, Scalar i2000 and Scalar 10K Library, Tape Drive Module, Gold Support Plan (7x24x4 on-site), Uplift, annual, zone 1 Price is per tape drive. | 1869
Quantum Scalar i2000 Warranty Extensions and Uplifts: Encryption Key Manager
SSC2K-LEKM-BL10 | Quantum Scalar i2000 Encryption Key Manager, Bronze/Silver Software Support Plan (5x9 telephone), Per Drive Uplift, annual, all zones Provides one year of 5x9 telephone support for one Scalar i2000 Q-EKM-Enabled drive. Q-EKM service contracts are sold on a per drive basis. The Q-EKM service contract length and level must match the library/drive warranty or service contract length and level. This uplift must be purchased within 60 days of point of sale or renewal pricing must be used. This service may be purchased for years 1-5. A discount of 15% applies to multi-year purchases of this service offering. | 141
SSC2K-LEKM-GL10 | Quantum Scalar i2000 Encryption Key Manager, Gold Software Support Plan (7x24 telephone), Per Drive Uplift, annual, all zones Provides one year of 7x24 telephone support for one Scalar i2000 Q-EKM-Enabled drive. Q-EKM service contracts are sold on a per drive basis. The Q-EKM service contract length and level must match the library/drive warranty or service contract length and level. This uplift must be purchased within 60 days of point of sale or renewal pricing must be used. This service may be purchased for years 1-5. A discount of 15% applies to multi-year purchases of this service offering. | 173
Quantum Scalar i2000 Service Renewals: Base Libraries
SSC2K-RS01-BL11 | Quantum Scalar i2000 Library with 100 Slots, No Drives, Bronze Support Plan (5x9xNBD on-site), Renewal, annual, zone 1 | 3100
SSC2K-RS01-SL11 | Quantum Scalar i2000 Library with 100 Slots, No Drives, Silver Support Plan (5x9x4 on-site), Renewal, annual, zone 1 | 6029
SSC2K-RS01-GL11 | Quantum Scalar i2000 Library with 100 Slots, No Drives, Gold Support Plan (7x24x4 on-site), Renewal, annual, zone 1 | 6699
SSC2K-RS07-BL11 | Quantum Scalar i2000 Library with 700 Slots, No Drives, Bronze Support Plan (5x9xNBD on-site), Renewal, annual, Zone 1 | 4306
SSC2K-RS07-SL11 | Quantum Scalar i2000 Library with 700 Slots, No Drives, Silver Support Plan (5x9x4 on-site), Renewal, annual, Zone 1 | 8374
SSC2K-RS07-GL11 | Quantum Scalar i2000 Library with 700 Slots, No Drives, Gold Support Plan (7x24x4 on-site), Renewal, annual, Zone 1 | 9304
Quantum Scalar i2000 Service Renewals: 100-Slot Increments
SSCBB-RS01-BL11 | Quantum Scalar i2000 and 10K Library, Price Per 100 Slots, Bronze Support Plan (5x9xNBD on-site), Renewal, annual, zone 1 | 1479
SSCBB-RS01-SL11 | Quantum Scalar i2000 and 10K Library, Price Per 100 Slots, Silver Support Plan (5x9x4 on-site), Renewal, annual, zone 1 | 2011
SSCBB-RS01-GL11 | Quantum Scalar i2000 and 10K Library, Price Per 100 Slots, Gold Support Plan (7x24x4 on-site), Renewal, annual, zone 1 | 2235
Quantum Scalar i2000 Service Renewals: Tape Drive Modules
SLBBN-RTDX-BL11 | Quantum PX720, Scalar i2000 and Scalar 10K Library, Tape Drive Module, Bronze Support Plan (5x9xNBD on-site), Renewal, annual, zone 1 Price is per tape drive. | 1244
SLBBN-RTDX-SL11 | Quantum PX720, Scalar i2000 and Scalar 10K Library, Tape Drive Module, Silver Support Plan (5x9x4 on-site), Renewal, annual, zone 1 Price is per tape drive. | 2188
SLBBN-RTDX-GL11 | Quantum PX720, Scalar i2000 and Scalar 10K Library, Tape Drive Module, Gold Support Plan (7x24x4 on-site), Renewal, annual, zone 1 Price is per tape drive. | 2430
Quantum Scalar i2000 Service Renewals: Encryption Key Manager
SSC2K-REKM-BL10 | Quantum Scalar i2000 Encryption Key Manager, Bronze/Silver Software Support Plan (5x9 telephone), Per Drive Renewal, annual, all zones Provides one year of 5x9 telephone support for one Scalar i2000 Q-EKM-Enabled drive. Q-EKM service contracts are sold on a per drive basis. The Q-EKM service contract length and level must match the library/drive warranty or service contract length and level. This service offering can be purchased 60 days after point of sale or when the uplift service contract has expired. A discount of 15% applies to multi-year purchases of this service offering. | 183
SSC2K-REKM-GL10 | Quantum Scalar i2000 Encryption Key Manager, Gold Software Support Plan (7x24 telephone), Per Drive Renewal, annual, all zones Provides one year of 7x24 telephone support for one Scalar i2000 Q-EKM-Enabled drive. Q-EKM service contracts are sold on a per drive basis. The Q-EKM service contract length and level must match the library/drive warranty or service contract length and level. This service offering can be purchased 60 days after point of sale or when the uplift service contract has expired. A discount of 15% applies to multi-year purchases of this service offering. | 224
Quantum Scalar 10k Libraries
9-01295-01 | Quantum Scalar 10K LTO Library, no tape drives, 700 activated slots (EMEA) Includes 700 activated LTO slots (1,785 LTO slots delivered), six tape drive bays to support up to 36 LTO tape drives (drives not included), Remote Management Unit (RMU), redundant power system, two library SCSI interfaces, two Import/Export Stations (each with 36 slots configured as six 6-slot magazines), dual AC power cords, LTO barcode labels (series 000001-000800), one 4 ft (1.2 m) HD68-to-VHDCI SCSI interface cable, and one 2 ft (0.6 m) HD68-to-HD68 SCSI interface cable. Ships in four boxes. Must order at least one LTO tape drive. | 175000
9-00795-02 | Quantum Scalar 10K TS1120 (3592 Gen 2) Library, no tape drives, 700 activated slots (EMEA) Includes 700 activated TS1120 (3592 Gen 2) slots (1,594 TS1120 slots delivered), four tape drive bays to support up to 16 TS1120 tape drives (drives not included), Remote Management Unit (RMU), redundant power system, two library SCSI interfaces, two Import/Export Stations (each with 36 slots configured as six 6-slot magazines), dual AC power cords, one 4 ft (1.2 m) HD68-to-VHDCI SCSI interface cable, and one 2 ft (0.6 m) HD68-to-HD68 SCSI interface cable. Ships in four boxes. Must order at least one TS1120 tape drive. | 175000
Quantum Scalar 10K Initial Capacity Increases
900926 | Quantum Scalar 10K LTO 100-slot License Key, factory installed Order along with Scalar 10K LTO library to add 100 licensed LTO slots. | 12500
9-00176-01 | Quantum Scalar 10K LTO 500-slot License Key, factory installed Order along with Scalar 10K LTO library to add 500 licensed LTO slots. | 50000
9-00796-01 | Quantum Scalar 10K TS1120 100-slot License Key, factory installed Order along with Scalar 10K TS1120 library to add 100 licensed TS1120 slots. | 12500
9-00176-09 | Quantum Scalar 10K TS1120 500-slot License Key, factory installed Order along with Scalar 10K TS1120 library to add 500 licensed TS1120 slots. | 50000
Quantum Scalar 10K Field Upgrade Capacity Increases
900934 | Quantum Scalar 10K LTO 100-slot License Key, field upgrade | 12500
9-00176-02 | Quantum Scalar 10K LTO 500-slot License Key, field upgrade | 50000
9-00797-01 | Quantum Scalar 10K 3592 100-slot License Key, field upgrade | 12500
9-00176-10 | Quantum Scalar 10K 3592 500-slot License Key, field upgrade | 50000
Quantum Scalar 10K Tape Drive Modules
9-01568-01 | Quantum Scalar 10K IBM LTO-4 Tape Drive Module, 4Gb native Fibre Channel Tape drive installation (SSCBB-NTDF-012x), covering up to 12 drives, must be ordered separately. | 22313
9-00736-02 | Quantum Scalar 10K IBM LTO-3 Tape Drive Module, 4Gb native Fibre Channel Tape drive installation (SSCBB-NTDF-012x), covering up to 12 drives, must be ordered separately. | 18966
9-00794-02 | Quantum Scalar 10K IBM TS1120 (3592 Gen 2) Tape Drive Module, 4Gb native Fibre Channel Tape drive installation (SSCBB-NTDF-012x), covering up to 12 drives, must be ordered separately. | 46250
Quantum Scalar 10K Upgrade Options
302514 | Quantum Scalar 10K LTO Import/Export Station Magazine, six slots | 123
302511 | Quantum Scalar 10K DLT/SDLT Import/Export Station Magazine, six slots | 123
302513 | Quantum Scalar 10K 359x/TS1120 Import/Export Station Magazine, six slots | 123
Quantum Scalar 10K Networking Options
9-01265-01 | Quantum Scalar 10K SNC 5100 Fibre Channel-to-SCSI Storage Networking Controller Provides SCSI drive connectivity to Fibre Channel network. Includes two 2Gb Fibre Channel ports with SC connectors, four Ultra 2 LVD SCSI ports with VHDCI connectors, Management Console, Scalar Firewall Manager, and Data Mover Module. Requires 1U rack space. 9-00115-01 is required when adding SNC 5100 to a Scalar 10K purchased before June 2002. | 15581
9-00115-01 | Quantum Scalar 10K SNC 5100 Integration Package, field upgrade Order to upgrade a SCSI-attached or SNC 3000-based Scalar 10K library purchased before June 2002 to SNC 5100. Order one for each Control Module and Drive Module in which an SNC 5100 will be integrated. | 3438
Quantum Scalar 10K Distributed Library Controllers (DLC)
9-01339-03 | Quantum Scalar 10K DLC Integrated Controller (EMEA) For EMEA only. Required for library partitioning. Includes Scalar DLC software loaded on a rackmountable server. Includes Scalar DLC software license, rackmountable flat panel LCD monitor, keyboard, mouse and rails for a standard four-post rack. Requires 5U space 30" (76.2 cm) deep in customer-provided rack within 15 ft (4.6 m) of attached library. Customer must provide a suitable length HD68-toHD68 SCSI interface cable to connect the DLC Integrated Controller to the Scalar 1000 or 10K library. Ships in three separate boxes. | 32500
9-01339-02 | Quantum Scalar 10K DLC Redundant Integrated Controller (EMEA) For EMEA only. Required for library partitioning. Includes Scalar DLC software loaded on two rackmountable servers. Includes Scalar DLC software license, rackmountable flat panel LCD monitor, keyboard, mouse, KVM switch, external RAID subsystem and rails for a standard four-post rack. Requires 10U space 30" (76.2 cm) deep in customer-provided rack within 15 ft (4.6 m) of attached library. Customer must provide a suitable length HD68-toHD68 SCSI interface cable to connect the DLC Integrated Controller to the Scalar1000 or 10K library. Customer must provide access to a Microsoft Domain for login and authentication. Ships in six separate boxes. | 93750
1-00981-02 | Quantum Scalar DLC 2Gb Fibre Channel Adapter, single channel | 3500
1-00664-01 | Quantum Scalar DLC LVD SCSI Adapter Contact Quantum Technical Support (support@quantum.com) to determine if any upgrades or patches are required and where they can be found. Non-EMEA: Available with initial DLC order or as a field upgrade. EMEA: Available as field upgrade only. | 813
Quantum Scalar 10K Documentation
600492 | Quantum Scalar 10K Planning Guide No charge. | call
600395 | Quantum Scalar 10K Operator Guide No charge. | call
600408 | Quantum Scalar 10K SCSI Reference Guide No charge. | call
600418 | Quantum Scalar 10K Maintenance Guide No charge. | call
Quantum Scalar 10K Installation and Additional Services
SSC1M-NSYN-0000 | Quantum Scalar 10K, Installation and Configuration, CALL FOR QUOTE Installation and configuration are required services for S10K systems. | call
SSCBB-NDLC-0001 | Quantum Scalar 10K DLC, Installation, zone 1 Required. | 4688
SSC1M-NS00-COD1 | Quantum Scalar 10K Library, based on COD pricing option, Installation, zone 1 REPLACED BY SSC1M-NSYN-0000. Required. Last order date 31MAY09. | 9375
SLBBB-NSNS-PB01 | Quantum Library Product, System Integration Service, Basic Package, zone 1 | 4813
SLBBB-NSNS-PE01 | Quantum Library Product, System Integration Service, Small Package, zone 1 | 7031
SLBBB-NSNS-PH01 | Quantum Library Product, System Integration Service, Medium Package, zone 1 | 11719
SLBBB-NSNS-PL01 | Quantum Library Product, System Integration Service, Large Package, zone 1 | 19531
SSCBB-NTDF-0121 | Quantum Library, Tape Drive Module, native Fibre Channel or Storage Networking (SNW), Installation and Configuration, up to 12, zone 1 Must be ordered when adding Fibre Channel and/or Storage Networking (SNW) tape drive(s) as add-ons/upgrades to an existing library. Must also be ordered when the number of Fibre Channel or SNW tape drives in an initial PX720 or Scalar i2000 library order exceeds the number of drives included in the PX720 and Scalar i2000 Installation and Configuration Large Package (i.e., initial order includes more than 24 Fibre Channel and/or SNW tape drives). | 5469
Quantum Scalar 10K Upgrade Installation
SSCBB-NTDF-0121 | Quantum Library, Tape Drive Module, native Fibre Channel or Storage Networking (SNW), Installation and Configuration, up to 12, zone 1 Must be ordered when adding Fibre Channel and/or Storage Networking (SNW) tape drive(s) as add-ons/upgrades to an existing library. Must also be ordered when the number of Fibre Channel or SNW tape drives in an initial PX720 or Scalar i2000 library order exceeds the number of drives included in the PX720 and Scalar i2000 Installation and Configuration Large Package (i.e., initial order includes more than 24 Fibre Channel and/or SNW tape drives). | 5469
SSC1M-NEXM-0031 | Quantum Scalar 10K Expansion Module, Installation, up to three, zone 1 REPLACED BY SSC1M-NSYN-0000. Required. Last order date 31MAY09. | 3125
SSC1M-NTWM-0031 | Quantum Scalar 10K Tower Module, Installation, up to three, zone 1 REPLACED BY SSC1M-NSYN-0000. Required. Last order date 31MAY09. | 3125
Quantum Scalar 10K Warranty Extensions and Uplifts: Base Libraries
SSC1M-ES07-BL11 | Quantum Scalar 10K Base Library with 700 Slots, No Drives, Bronze Support Plan (5x9xNBD on-site), Extension, annual, zone 1 | 9281
SSC1M-LS07-SL11 | Quantum Scalar 10K Base Library with 700 Slots, No Drives, Silver Support Plan (5x9x4 on-site), Uplift, annual, zone 1 | 14738
SSC1M-LS07-GL11 | Quantum Scalar 10K Base Library with 700 Slots, No Drives, Gold Support Plan (7x24x4 on-site), Uplift, annual, zone 1 | 16375
Quantum Scalar 10K Warranty Extensions and Uplifts: Distributed Library Controllers (DLC)
SSC1M-EDLC-BL10 | Quantum Scalar 10K DLC, Bronze Support Plan (5x9xNBD on-site), Extension, annual, all zones | 2500
SSC1M-LDLC-GL10 | Quantum Scalar 10K DLC, Gold Support Plan (7x24x4 on-site), Uplift, annual, all zones | 3500
SSC1M-EDLR-BL10 | Quantum Scalar 10K DLC, Redundant Scalar DLC, Bronze Support Plan (5x9xNBD on-site), Extension, all zones | 5000
SSC1M-LDLR-GL10 | Quantum Scalar 10K DLC, Redundant Scalar DLC, Gold Support Plan (7x24x4 on-site), Uplift, all zones | 7000
Quantum Scalar 10K Warranty Extensions and Uplifts: 100-Slot Increments
SSCBB-ES01-BL11 | Quantum Scalar i2000 and 10K Library, Price Per 100 Slots, Bronze Support Plan (5x9xNBD on-site), Extension, annual, zone 1 | 1138
SSCBB-LS01-SL11 | Quantum Scalar i2000 and 10K Library, Price Per 100 Slots, Silver Support Plan (5x9x4 on-site), Uplift, annual, zone 1 | 1548
SSCBB-LS01-GL11 | Quantum Scalar i2000 and 10K Library, Price Per 100 Slots, Gold Support Plan (7x24x4 on-site), Uplift, annual, zone 1 | 1719
Quantum Scalar 10K Warranty Extensions and Uplifts: Tape Drive Modules
SLBBN-ETDX-BL11 | Quantum PX720, Scalar i2000 and Scalar 10K Library, Tape Drive Module, Bronze Support Plan (5x9xNBD on-site), Extension, annual, zone 1 Price is per tape drive. | 956
SLBBN-LTDX-SL11 | Quantum PX720, Scalar i2000 and Scalar 10K Library, Tape Drive Module, Silver Support Plan (5x9x4 on-site), Uplift, annual, zone 1 Price is per tape drive. | 1683
SLBBN-LTDX-GL11 | Quantum PX720, Scalar i2000 and Scalar 10K Library, Tape Drive Module, Gold Support Plan (7x24x4 on-site), Uplift, annual, zone 1 Price is per tape drive. | 1869
Quantum Scalar 10K Warranty Extensions and Uplifts: Tape Drive Modules, IBM 359x
SSCBB-LTDI-BL11 | Quantum Scalar Library Tape Drive Module, IBM 359x, Bronze Support, Uplift, annual, zone 1, CALL FOR QUOTE Price is per tape drive. Service may not be available in all locations. Please contact the local service management team for more information. For EMEA, contact Quantum Service in Munich for more information. | call
SSCBB-LTDI-SL11 | Quantum Scalar Library Tape Drive Module, IBM 359x, Silver Support Plan (5x9x4 on-site), Uplift, annual, zone 1 Price is per tape drive. Service may not be available in all locations. Please contact the local service management team for more information. For EMEA, contact Quantum Service in Munich for more information. | call
SSCBB-LTDI-GL11 | Quantum Scalar Library Tape Drive Module, IBM 359x, Gold Support Plan (7x24x4 on-site), Uplift, annual, zone 1, CALL FOR QUOTE Price is per tape drive. Service may not be available in all locations. Please contact the local service management team for more information. For EMEA, contact Quantum Service in Munich for more information. | call
Quantum Scalar 10K Service Renewals: Base Libraries
SSC1M-RS07-BL11 | Quantum Scalar 10K Base Library with 700 Slots, No Drives, Bronze Support Plan (5x9xNBD on-site), Renewal, annual, zone 1 | 12066
SSC1M-RS07-SL11 | Quantum Scalar 10K Base Library with 700 Slots, No Drives, Silver Support Plan (5x9x4 on-site), Renewal, annual, zone 1 | 19159
SSC1M-RS07-GL11 | Quantum Scalar 10K Base Library with 700 Slots, No Drives, Gold Support Plan (7x24x4 on-site), Renewal, annual, zone 1 | 21288
Quantum Scalar 10K Service Renewals: Distributed Library Controllers (DLC)
SSC1M-RDLC-BL20 | Quantum Scalar 10K DLC, Bronze Support Plan (5x9xNBD on-site), Renewal, all zones | 5000
SSC1M-RDLC-GL20 | Quantum Scalar 10K DLC, Gold Support Plan (7x24x4 on-site), Renewal, all zones | 8500
SSC1M-RDLR-BL20 | Quantum Scalar 10K DLC, Redundant Scalar DLC, Bronze Support Plan (5x9xNBD on-site), Renewal, all zones | 10000
SSC1M-RDLR-GL20 | Quantum Scalar 10K DLC, Redundant Scalar DLC, Gold Support Plan (7x24x4 on-site), Renewal, all zones | 17000
Quantum Scalar 10K Service Renewals: 100-Slot Increments
SSCBB-RS01-BL11 | Quantum Scalar i2000 and 10K Library, Price Per 100 Slots, Bronze Support Plan (5x9xNBD on-site), Renewal, annual, zone 1 | 1479
SSCBB-RS01-SL11 | Quantum Scalar i2000 and 10K Library, Price Per 100 Slots, Silver Support Plan (5x9x4 on-site), Renewal, annual, zone 1 | 2011
SSCBB-RS01-GL11 | Quantum Scalar i2000 and 10K Library, Price Per 100 Slots, Gold Support Plan (7x24x4 on-site), Renewal, annual, zone 1 | 2235
Quantum Scalar 10K Service Renewals: Tape Drive Modules
SLBBN-RTDX-BL11 | Quantum PX720, Scalar i2000 and Scalar 10K Library, Tape Drive Module, Bronze Support Plan (5x9xNBD on-site), Renewal, annual, zone 1 Price is per tape drive. | 1244
SLBBN-RTDX-SL11 | Quantum PX720, Scalar i2000 and Scalar 10K Library, Tape Drive Module, Silver Support Plan (5x9x4 on-site), Renewal, annual, zone 1 Price is per tape drive. | 2188
SLBBN-RTDX-GL11 | Quantum PX720, Scalar i2000 and Scalar 10K Library, Tape Drive Module, Gold Support Plan (7x24x4 on-site), Renewal, annual, zone 1 Price is per tape drive. | 2430
Quantum Scalar 10K Service Renewals: Tape Drive Modules, IBM 359x
SSCBB-RTDI-SL11 | Quantum Scalar Library Tape Drive Module, IBM 359x, Silver Support Plan (5x9x4 on-site), Renewal, annual, zone 1 Price is per tape drive. Service may not be available in all locations. Please contact the local service management team for more information. | 4633
SSCBB-RTDI-GL11 | Quantum Scalar Library Tape Drive Module, IBM 359x, Gold Support Plan (7x24x4 on-site), Renewal, annual, zone 1 Price is per tape drive. Service may not be available in all locations. Please contact the local service management team for more information. | 5148
LTO Ultrium Data and Cleaning Cartridges
For LTO-4 Tape Drives
MR-L4MQN-01 | Quantum data cartridge, LTO Ultrium 4 For LTO-4 tape drives. Price is per cartridge, but must be purchased in multiples of 20. | 124
MR-L4MQN-BC | Quantum data cartridge, LTO Ultrium 4, pre-labeled (NAM/EMEA) For LTO-4 tape drives. Price is per pre-labeled, bar-coded cartridge and must be purchased in multiples of 20. The Customer Order Manager (COM) completes the order form with the help of sales and/or the customer for each bar-coded media order. Non-cancelable, non-returnable, non-refundable. | 126
MR-L4MQN-20 | Quantum data cartridge, LTO Ultrium 4, 20-pack (NAM/EMEA) Library pack for LTO-4 tape drives. Price is per 20-unit pack. Whole packs must be purchased; no split pack orders accepted. | 2475
MR-L4LQN-BC | Quantum data cartridge, LTO Ultrium 4, pre-labeled, 20-pack (NAM/EMEA) Library pack for LTO-4 tape drives. Price is per 20-unit pack and includes pre-labeled, bar-coded cartridges. Whole packs must be purchased; no split pack orders accepted. The Customer Order Manager (COM) completes the order form with the help of sales and/or the customer for each bar-coded media order. Non-cancelable, non-returnable, non-refundable. | 2513
MR-L4MQN-02 | Quantum data cartridge, LTO Ultrium 4 WORM For LTO-4 tape drives with WORM Capability. Price is per cartridge, but must be purchased in multiples of 20. | 211
MR-L4WQN-BC | Quantum data cartridge, LTO Ultrium 4 WORM, pre-labeled (NAM/EMEA) For LTO-4 tape drives with WORM Capability. Price is per pre-labeled, bar-coded cartridge and must be purchased in multiples of 20. The Customer Order Manager (COM) completes the order form with the help of sales and/or the customer for each bar-coded media order. Non-cancelable, non-returnable, non-refundable. | 213
MR-LUCQN-01 | Quantum cleaning cartridge, LTO Ultrium Universal For all LTO tape drives. Price is per cartridge, but must be ordered in multiples of 20. | 100
MR-LUCQN-BC | Quantum cleaning cartridge, LTO Ultrium Universal, pre-labeled (NAM/EMEA) For all LTO tape drives. Price is per pre-labeled, bar-coded cartridge, but must be ordered in multiples of five. The Customer Order Manager (COM) completes the order form with the help of sales and/or the customer for each bar-coded media order. Non-cancelable, non-returnable, non-refundable. | 102
For LTO-3 Tape Drives
MR-L3MQN-01 | Quantum data cartridge, LTO Ultrium 3 For LTO-3 tape drives. Price is per cartridge, but must be purchased in multiples of 20. | 71
MR-L3MQN-BC | Quantum data cartridge, LTO Ultrium 3, pre-labeled (NAM/EMEA) For LTO-3 tape drives. Price is per pre-labeled, bar-coded cartridge and must be purchased in multiples of 20. The Customer Order Manager (COM) completes the order form with the help of sales and/or the customer for each bar-coded media order. Non-cancelable, non-returnable, non-refundable. | 73
MR-L3MQN-20 | Quantum data cartridge, LTO Ultrium 3, 20-pack (NAM/EMEA) Library pack for LTO-3 tape drives. Price is per 20-unit pack. Whole packs must be purchased; no split pack orders accepted. | 1425
MR-L3LQN-BC | Quantum data cartridge, LTO Ultrium 3, pre-labeled, 20-pack (NAM/EMEA) Library pack for LTO-3 tape drives. Price is per 20-unit pack and includes pre-labeled, bar-coded cartridges. Whole packs must be purchased; no split pack orders accepted. The Customer Order Manager (COM) completes the order form with the help of sales and/or the customer for each bar-coded media order. Non-cancelable, non-returnable, non-refundable. | 1463
MR-L3MQN-02 | Quantum data cartridge, LTO Ultrium 3 WORM For LTO-3 tape drives with WORM capability. Price is per cartridge, but must be purchased in multiples of 20. | 100
MR-L3WQN-BC | Quantum data cartridge, LTO Ultrium 3 WORM, pre-labeled (NAM/EMEA) For LTO-3 tape drives with WORM capability. Price is per pre-labeled, bar-coded cartridge and must be purchased in multiples of 20. The Customer Order Manager (COM) completes the order form with the help of sales and/or the customer for each bar-coded media order. Non-cancelable, non-returnable, non-refundable. | 102
MR-LUCQN-01 | Quantum cleaning cartridge, LTO Ultrium Universal For all LTO tape drives. Price is per cartridge, but must be ordered in multiples of 20. | 100
MR-LUCQN-BC | Quantum cleaning cartridge, LTO Ultrium Universal, pre-labeled (NAM/EMEA) For all LTO tape drives. Price is per pre-labeled, bar-coded cartridge, but must be ordered in multiples of five. The Customer Order Manager (COM) completes the order form with the help of sales and/or the customer for each bar-coded media order. Non-cancelable, non-returnable, non-refundable. | 102
For LTO-2 Tape Drives
MR-L2MQN-01 | Quantum data cartridge, LTO Ultrium 2 For LTO-2 tape drives. Price is per cartridge, but must be purchased in multiples of 20. | 55
MR-L2MQN-BC | Quantum data cartridge, LTO Ultrium 2, pre-labeled (NAM/EMEA) For LTO-2 tape drives. Price is per pre-labeled, bar-coded cartridge and must be purchased in multiples of 20. The Customer Order Manager (COM) completes the order form with the help of sales and/or the customer for each bar-coded media order. Non-cancelable, non-returnable, non-refundable. | 57
MR-L2MQN-20 | Quantum data cartridge, LTO Ultrium 2, 20-pack (NAM/EMEA) Library pack for LTO-2 tape drives. Price is per 20-unit pack. Whole packs must be purchased; no split pack orders accepted. | 1099
MR-L2LQN-BC | Quantum data cartridge, LTO Ultrium 2, pre-labeled, 20-pack (NAM/EMEA) Library pack for LTO-2 tape drives. Price is per 20-unit pack and includes pre-labeled, bar-coded cartridges. Whole packs must be purchased; no split pack orders accepted. The Customer Order Manager (COM) completes the order form with the help of sales and/or the customer for each bar-coded media order. Non-cancelable, non-returnable, non-refundable. | 1136
MR-LUCQN-01 | Quantum cleaning cartridge, LTO Ultrium Universal For all LTO tape drives. Price is per cartridge, but must be ordered in multiples of 20. | 100
MR-LUCQN-BC | Quantum cleaning cartridge, LTO Ultrium Universal, pre-labeled (NAM/EMEA) For all LTO tape drives. Price is per pre-labeled, bar-coded cartridge, but must be ordered in multiples of five. The Customer Order Manager (COM) completes the order form with the help of sales and/or the customer for each bar-coded media order. Non-cancelable, non-returnable, non-refundable. | 102
For LTO-1 Tape Drives
MR-L1MQN-01 | Quantum data cartridge, LTO Ultrium 1 For LTO-1 tape drives. Price is per cartridge, but must be purchased in multiples of 20. | 46
MR-L1MQN-BC | Quantum data cartridge, LTO Ultrium 1, pre-labeled (NAM/EMEA) For LTO-1 tape drives. Price is per pre-labeled, bar-coded cartridge and must be purchased in multiples of 20. The Customer Order Manager (COM) completes the order form with the help of sales and/or the customer for each bar-coded media order. Non-cancelable, non-returnable, non-refundable. | 48
MR-LUCQN-01 | Quantum cleaning cartridge, LTO Ultrium Universal For all LTO tape drives. Price is per cartridge, but must be ordered in multiples of 20. | 100
MR-LUCQN-BC | Quantum cleaning cartridge, LTO Ultrium Universal, pre-labeled (NAM/EMEA) For all LTO tape drives. Price is per pre-labeled, bar-coded cartridge, but must be ordered in multiples of five. The Customer Order Manager (COM) completes the order form with the help of sales and/or the customer for each bar-coded media order. Non-cancelable, non-returnable, non-refundable. | 102
For DLT-S4 Tape Drives
MR-S4MQN-01 | Quantum data cartridge, DLTtape S4 For DLT-S4 tape drives. Price is per cartridge, but must be purchased in multiples of 20. | 138
MR-S4MQN-BC | Quantum data cartridge, DLTtape S4, pre-labeled (NAM/EMEA) For DLT-S4 tape drives. Price is per pre-labeled, bar-coded cartridge and must be purchased in multiples of 20. The Customer Order Manager (COM) completes the order form with the help of sales and/or the customer for each bar-coded media order. Non-cancelable, non-returnable, non-refundable. | 139
MR-SACCL-01 | Quantum cleaning cartridge, SDLT/DLT-S4 CleaningTape For SDLT 320, SDLT 220, SDLT 600, SDLT 600A and DLT-S4 tape drives. Price is per cartridge, but must be purchased in multiples of 20. | 94
MR-SACCL-BC | Quantum cleaning cartridge, SDLT/DLT-S4 CleaningTape, pre-labeled (NAM/EMEA) For SDLT 320, SDLT 220, SDLT 600, SDLT 600A and DLT-S4 tape drives. Price is per pre-labeled, bar-coded cartridge and must be purchased in multiples of 20. The Customer Order Manager (COM) completes the order form with the help of sales and/or the customer for each bar-coded media order. Non-cancelable, non-returnable, non-refundable. | 95
For DLT-V4 Tape Drives
MR-V1MQN-01 | Quantum data cartridge, DLTtape VS1 For DLT VS160 and DLT-V4 tape drives only. Uses DLTtape IV data cartridge Bar Code labels. Price is per cartridge, but must be purchased in multiples of 20. | 56
MR-V1CQN-01 | Quantum cleaning cartridge, DLT VS160 Cleaning For DLT VS160 and DLT-V4 tape drives only. Uses DLT CleaningTape III cleaning cartridge labels. Price is per cartridge, but must be purchased in multiples of 20. | 79
For SDLT 600/SDLT 600A Tape Drives
MR-S2MQN-01 | Quantum data cartridge, Super DLTtape II For SDLT 600 and SDLT 600A tape drives. Price is per cartridge, but must be purchased in multiples of 20. | 123
MR-S2MQN-BC | Quantum data cartridge, Super DLTtape II, pre-labeled (NAM/EMEA) For SDLT 600 and SDLT 600A tape drives. Price is per pre-labeled, Bar Coded cartridge and must be purchased in multiples of 20. The Customer Order Manager (COM) completes the order form with the help of sales and/or the customer for each Bar Coded media order. Non-cancelable, non-returnable, non-refundable. | 124
MR-SACCL-01 | Quantum cleaning cartridge, SDLT/DLT-S4 CleaningTape For SDLT 320, SDLT 220, SDLT 600, SDLT 600A and DLT-S4 tape drives. Price is per cartridge, but must be purchased in multiples of 20. | 94
MR-SACCL-BC | Quantum cleaning cartridge, SDLT/DLT-S4 CleaningTape, pre-labeled (NAM/EMEA) For SDLT 320, SDLT 220, SDLT 600, SDLT 600A and DLT-S4 tape drives. Price is per pre-labeled, bar-coded cartridge and must be purchased in multiples of 20. The Customer Order Manager (COM) completes the order form with the help of sales and/or the customer for each bar-coded media order. Non-cancelable, non-returnable, non-refundable. | 96
For SDLT 320 and SDLT 220 Tape Drives
MR-SAMCL-01 | Quantum data cartridge, Super DLTtape I For SDLT 320 and SDLT 220 tape drives. Price is per cartridge, but must be purchased in multiples of 20. | 64
MR-SAMCL-BC | Quantum data cartridge, Super DLTtape I, pre-labeled (NAM/EMEA) For SDLT 320 and SDLT 220 tape drives. Price is per pre-labeled, Bar Coded cartridge and must be purchased in multiples of 20. The Customer Order Manager (COM) completes the order form with the help of sales and/or the customer for each Bar Coded media order. Non-cancelable, non-returnable, non-refundable. | 66
MR-SACCL-01 | Quantum cleaning cartridge, SDLT/DLT-S4 CleaningTape For SDLT 320, SDLT 220, SDLT 600, SDLT 600A and DLT-S4 tape drives. Price is per cartridge, but must be purchased in multiples of 20. | 94
MR-SACCL-BC | Quantum cleaning cartridge, SDLT/DLT-S4 CleaningTape, pre-labeled (NAM/EMEA) For SDLT 320, SDLT 220, SDLT 600, SDLT 600A and DLT-S4 tape drives. Price is per pre-labeled, bar-coded cartridge and must be purchased in multiples of 20. The Customer Order Manager (COM) completes the order form with the help of sales and/or the customer for each bar-coded media order. Non-cancelable, non-returnable, non-refundable. | 96
For DLT VS160 Tape Drives
MR-V1MQN-01 | Quantum data cartridge, DLTtape VS1 For DLT VS160 and DLT-V4 tape drives only. Uses DLTtape IV data cartridge Bar Code labels. Price is per cartridge, but must be purchased in multiples of 20. | 56
MR-V1CQN-01 | Quantum cleaning cartridge, DLT VS160 Cleaning For DLT VS160 and DLT-V4 tape drives only. Uses DLT CleaningTape III cleaning cartridge labels. Price is per cartridge, but must be purchased in multiples of 20. | 79
For DLT8000, DLT7000, DLT4000, DLT VS80 and DLT1 Tape Drives
THXKD-02 | Quantum data cartridge, DLTtape IV For DLT-1, VS80, DLT4000, DLT7000 and DLT8000 tape drives. Price is per cartridge, but must be purchased in multiples of 20. | 56
THXHC-02 | Quantum cleaning cartridge, DLT CleaningTape III For DLT2000, DLT2000XT, DLT4000, DLT7000 and DLT8000 tape drives. Use DLT CleaningTape III cleaning cartridge labels. Price is per cartridge, but must be purchased in multiples of 20. | 60
BHXHC-02 | Quantum cleaning cartridge, DLT VS Cleaning For DLT1 and VS80 tape drives only. Uses DLT CleaningTape III cleaning cartridge labels. Price is per cartridge, but must be purchased in multiples of 20. | 91
For DLT2000XT Tape Drives
THXKE-01 | Quantum data cartridge, DLTtape IIIXT For DLT2000XT tape drives. Price is per cartridge, but must be purchased in multiples of 20. | 54
THXHC-02 | Quantum cleaning cartridge, DLT CleaningTape III For DLT2000, DLT2000XT, DLT4000, DLT7000 and DLT8000 tape drives. Use DLT CleaningTape III cleaning cartridge labels. Price is per cartridge, but must be purchased in multiples of 20. | 60
For DLT2000 Tape Drives
THXKC-02 | Quantum data cartridge, DLTtape III For DLT2000 tape drives. Price is per cartridge, but must be purchased in multiples of 20. | 54
THXHC-02 | Quantum cleaning cartridge, DLT CleaningTape III For DLT2000, DLT2000XT, DLT4000, DLT7000 and DLT8000 tape drives. Use DLT CleaningTape III cleaning cartridge labels. Price is per cartridge, but must be purchased in multiples of 20. | 60
LTO-4 Ultrium Data and Cleaning Bar Code Labels
3-04307-10 | Data cartridge bar code labels, LTO Ultrium 4, series 000001-000100 For use in all Quantum-branded systems, or ADIC-branded FastStor and Scalar systems. | 56
3-04307-11 | Data cartridge bar code labels, LTO Ultrium 4, series 000101-000200 For use in all Quantum-branded systems, or ADIC-branded FastStor and Scalar systems. | 56
3-04307-02 | Data cartridge bar code labels, LTO Ultrium 4, series 000201-000400 For use in all Quantum-branded systems, or ADIC-branded FastStor and Scalar systems. | 113
3-04307-03 | Data cartridge bar code labels, LTO Ultrium 4, series 000401-000600 For use in all Quantum-branded systems, or ADIC-branded FastStor and Scalar systems. | 113
3-04307-04 | Data cartridge bar code labels, LTO Ultrium 4, series 000601-000800 For use in all Quantum-branded systems, or ADIC-branded FastStor and Scalar systems. | 113
3-04307-05 | Data cartridge bar code labels, LTO Ultrium 4, series 000801-001000 For use in all Quantum-branded systems, or ADIC-branded FastStor and Scalar systems. | 113
3-04330-10 | Data cartridge bar code labels, LTO Ultrium 4 WORM, series 000001-000100 For use in all Quantum-branded systems, or ADIC-branded FastStor and Scalar systems. | 56
3-04330-11 | Data cartridge bar code labels, LTO Ultrium 4 WORM, series 000101-000200 For use in all Quantum-branded systems, or ADIC-branded FastStor and Scalar systems. | 56
3-04330-02 | Data cartridge bar code labels, LTO Ultrium 4 WORM, series 000201-000400 For use in all Quantum-branded systems, or ADIC-branded FastStor and Scalar systems. | 113
3-04330-03 | Data cartridge bar code labels, LTO Ultrium 4 WORM, series 000401-000600 For use in all Quantum-branded systems, or ADIC-branded FastStor and Scalar systems. | 113
3-04330-04 | Data cartridge bar code labels, LTO Ultrium 4 WORM, series 000601-000800 For use in all Quantum-branded systems, or ADIC-branded FastStor and Scalar systems. | 113
3-04330-05 | Data cartridge bar code labels, LTO Ultrium 4 WORM, series 000801-001000 For use in all Quantum-branded systems, or ADIC-branded FastStor and Scalar systems. | 113
3-05161-01 | Cleaning cartridge bar code labels, LTO Ultrium Universal, series CLN000-CLN039, "CU" media ID For use in all LTO tape drives. For use in all Quantum-branded systems, or ADIC-branded FastStor and Scalar systems. | 23
3-05161-02 | Cleaning cartridge bar code labels, LTO Ultrium Universal, series CLN040-CLN079, "CU" media ID For use in all LTO tape drives. For use in all Quantum-branded systems, or ADIC-branded FastStor and Scalar systems. | 15
LTO-3 Ultrium Data and Cleaning Bar Code Labels
3-02646-10 | Data cartridge bar code labels, LTO Ultrium 3, series 000001-000100 For use in all Quantum-branded systems, or ADIC-branded FastStor and Scalar systems. | 56
3-02646-11 | Data cartridge bar code labels, LTO Ultrium 3, series 000101-000200 For use in all Quantum-branded systems, or ADIC-branded FastStor and Scalar systems. | 56
3-02646-02 | Data cartridge bar code labels, LTO Ultrium 3, series 000201-000400 For use in all Quantum-branded systems, or ADIC-branded FastStor and Scalar systems. | 113
3-02646-03 | Data cartridge bar code labels, LTO Ultrium 3, series 000401-000600 For use in all Quantum-branded systems, or ADIC-branded FastStor and Scalar systems. | 113
3-02646-04 | Data cartridge bar code labels, LTO Ultrium 3, series 000601-000800 For use in all Quantum-branded systems, or ADIC-branded FastStor and Scalar systems. | 113
3-02646-05 | Data cartridge bar code labels, LTO Ultrium 3, series 000801-001000 For use in all Quantum-branded systems, or ADIC-branded FastStor and Scalar systems. | 113
TM-DL-L3-100 | Data cartridge bar code labels, LTO Ultrium 3, qty 100 For LTO-3 non-WORM data cartridges. For use in ATL- or Quantum-branded 520, 2640, 7100, SuperLoader, ValueLoader, L-, M-, P- and PX-Series systems. | 63
TM-DL-L3-200 | Data cartridge bar code labels, LTO Ultrium 3, qty 200 For LTO-3 non-WORM data cartridges. For use in ATL- or Quantum-branded 520, 2640, 7100, SuperLoader, ValueLoader, L-, M-, P- and PX-Series systems. | 119
TM-DL-L3W-100 | Data cartridge bar code labels, LTO Ultrium 3 WORM, qty 100 For LTO-3 WORM data cartridges. For use in ATL- or Quantum-branded 520, 2640, 7100, SuperLoader, ValueLoader, L-, M-, P- and PX-Series systems. | 63
TM-DL-L3W-200 | Data cartridge bar code labels, LTO Ultrium 3 WORM, qty 200 For LTO-3 WORM data cartridges. For use in ATL- or Quantum-branded 520, 2640, 7100, SuperLoader, ValueLoader, L-, M-, P- and PX-Series systems. | 119
3-05161-01 | Cleaning cartridge bar code labels, LTO Ultrium Universal, series CLN000-CLN039, "CU" media ID For use in all LTO tape drives. For use in all Quantum-branded systems, or ADIC-branded FastStor and Scalar systems. | 23
3-05161-02 | Cleaning cartridge bar code labels, LTO Ultrium Universal, series CLN040-CLN079, "CU" media ID For use in all LTO tape drives. For use in all Quantum-branded systems, or ADIC-branded FastStor and Scalar systems. | 15
LTO-2 Ultrium Data and Cleaning Bar Code Labels
3-01109-10 | Data cartridge bar code labels, LTO Ultrium 2, series 000001-000100 For use in all Quantum-branded systems, or ADIC-branded FastStor and Scalar systems. | 78
3-01109-11 | Data cartridge bar code labels, LTO Ultrium 2, series 000101-000200 For use in all Quantum-branded systems, or ADIC-branded FastStor and Scalar systems. | 78
3-01109-02 | Data cartridge bar code labels, LTO Ultrium 2, series 000201-000400 For use in all Quantum-branded systems, or ADIC-branded FastStor and Scalar systems. | 153
3-01109-03 | Data cartridge bar code labels, LTO Ultrium 2, series 000401-000600 For use in all Quantum-branded systems, or ADIC-branded FastStor and Scalar systems. | 153
3-01109-04 | Data cartridge bar code labels, LTO Ultrium 2, series 000601-000800 For use in all Quantum-branded systems, or ADIC-branded FastStor and Scalar systems. | 153
3-01109-05 | Data cartridge bar code labels, LTO Ultrium 2, series 000801-001000 For use in all Quantum-branded systems, or ADIC-branded FastStor and Scalar systems. | 153
TM-DL-L2-100 | Data cartridge bar code labels, LTO Ultrium 2, qty 100 For use in ATL- or Quantum-branded 520, 2640, 7100, SuperLoader, ValueLoader, L-, M-, P- and PX-Series systems. | 63
TM-DL-L2-200 | Data cartridge bar code labels, LTO Ultrium 2, qty 200 For use in ATL- or Quantum-branded 520, 2640, 7100, SuperLoader, ValueLoader, L-, M-, P- and PX-Series systems. | 119
3-05161-01 | Cleaning cartridge bar code labels, LTO Ultrium Universal, series CLN000-CLN039, "CU" media ID For use in all LTO tape drives. For use in all Quantum-branded systems, or ADIC-branded FastStor and Scalar systems. | 23
3-05161-02 | Cleaning cartridge bar code labels, LTO Ultrium Universal, series CLN040-CLN079, "CU" media ID For use in all LTO tape drives. For use in all Quantum-branded systems, or ADIC-branded FastStor and Scalar systems. | 15
TM-CL-LU-033 | Cleaning cartridge bar code labels, LTO Ultrium Universal, qty 33 | 20
LTO-1 Ultrium Data and Cleaning Bar Code Labels
10-1492-10 | Data cartridge bar code labels, LTO Ultrium 1, series 000001-000100 For use in all Quantum-branded systems, or ADIC-branded FastStor and Scalar systems. | 78
10-1492-11 | Data cartridge bar code labels, LTO Ultrium 1, series 000101-000200 For use in all Quantum-branded systems, or ADIC-branded FastStor and Scalar systems. | 78
10-1492-02 | Data cartridge bar code labels, LTO-1, series 000201-000400 For use in all Quantum-branded systems, or ADIC-branded FastStor and Scalar systems. | 153
10-1492-03 | Data cartridge bar code labels, LTO Ultrium 1, series 000401-000600 For use in all Quantum-branded systems, or ADIC-branded FastStor and Scalar systems. | 153
10-1492-04 | Data cartridge bar code labels, LTO Ultrium 1, series 000601-000800 For use in all Quantum-branded systems, or ADIC-branded FastStor and Scalar systems. | 153
10-1492-05 | Data cartridge bar code labels, LTO Ultrium 1, series 000801-001000 For use in all Quantum-branded systems, or ADIC-branded FastStor and Scalar systems. | 153
TM-DL-L1-100 | Data cartridge bar code labels, LTO Ultrium 1, qty 100 For use in ATL- or Quantum-branded 520, 2640, 7100, SuperLoader, ValueLoader, L-, M-, P- and PX-Series systems. | 63
TM-DL-L1-200 | Data cartridge bar code labels, LTO Ultrium 1, qty 200 For use in ATL- or Quantum-branded 520, 2640, 7100, SuperLoader, ValueLoader, L-, M-, P- and PX-Series systems. | 119
3-05161-01 | Cleaning cartridge bar code labels, LTO Ultrium Universal, series CLN000-CLN039, "CU" media ID For use in all LTO tape drives. For use in all Quantum-branded systems, or ADIC-branded FastStor and Scalar systems. | 23
3-05161-02 | Cleaning cartridge bar code labels, LTO Ultrium Universal, series CLN040-CLN079, "CU" media ID For use in all LTO tape drives. For use in all Quantum-branded systems, or ADIC-branded FastStor and Scalar systems. | 15
DLTtape S4 Data and Cleaning Bar Code Labels
3-04331-01 | Data cartridge bar code labels, DLTtape S4, series 000001-000112 For use in all Quantum-branded systems, or ADIC-branded FastStor and Scalar systems. | 43
3-04331-02 | Data cartridge bar code labels, DLTtape S4, series 000113-000336 For use in all Quantum-branded systems, or ADIC-branded FastStor and Scalar systems. | 84
3-04331-03 | Data cartridge bar code labels, DLTtape S4, series 000337-000560 For use in all Quantum-branded systems, or ADIC-branded FastStor and Scalar systems. | 84
3-04331-04 | Data cartridge bar code labels, DLTtape S4, series 000561-000784 For use in all Quantum-branded systems, or ADIC-branded FastStor and Scalar systems. | 84
3-04331-05 | Data cartridge bar code labels, DLTtape S4, series 000785-001008 For use in all Quantum-branded systems, or ADIC-branded FastStor and Scalar systems. | 84
TM-DL-S4-100 | Data cartridge bar code labels, DLTtape S4, "S4" suffix for DLT-S4 tape drives, qty 100 For use in ATL- or Quantum-branded 520, 2640, 7100, SuperLoader, ValueLoader, L-, M-, P- and PX-Series systems. | 63
TM-DL-S4-200 | Data cartridge bar code labels, DLTtape S4, "S4" suffix for DLT-S4 tape drives, qty 200 For use in ATL- or Quantum-branded 520, 2640, 7100, SuperLoader, ValueLoader, L-, M-, P- and PX-Series systems. | 119
TM-CL-S1-033 | Cleaning cartridge bar code labels, SDLT/DLT-S4, qty 33 For use in all Quantum-branded systems, or ADIC-branded FastStor and Scalar systems. | 20
Super DLTtape II Data and Cleaning Bar Code Labels
3-01582-01 | Data cartridge bar code labels, Super DLTtape II, "2" suffix for SDLT 600 tape drives, series 000001-000112 For use in ADIC- or Quantum-branded FastStor and Scalar systems. | 78
3-01582-02 | Data cartridge bar code labels, Super DLTtape II, "2" suffix for SDLT 600 tape drives, series 000112-000336 For use in ADIC- or Quantum-branded FastStor and Scalar systems. | 153
3-01582-03 | Data cartridge bar code labels, Super DLTtape II, "2" suffix for SDLT 600 tape drives, series 000337-000560 For use in ADIC- or Quantum-branded FastStor and Scalar systems. | 153
3-01582-04 | Data cartridge bar code labels, Super DLTtape II, "2" suffix for SDLT 600 tape drives, series 000561-000784 For use in ADIC- or Quantum-branded FastStor and Scalar systems. | 153
3-01582-05 | Data cartridge bar code labels, Super DLTtape II, "2" suffix for SDLT 600 tape drives, series 000784-001008 For use in ADIC- or Quantum-branded FastStor and Scalar systems. | 153
3-01582-06 | Data cartridge bar code labels, Super DLTtape II, "2" suffix for SDLT 600 tape drives, series 001009-001232 For use in ADIC- or Quantum-branded FastStor and Scalar systems. | 153
3-01582-07 | Data cartridge bar code labels, Super DLTtape II, "2" suffix for SDLT 600 tape drives, series 001233-001456 For use in ADIC- or Quantum-branded FastStor and Scalar systems. | 153
3-01582-08 | Data cartridge bar code labels, Super DLTtape II, "2" suffix for SDLT 600 tape drives, series 001457-001680 For use in ADIC- or Quantum-branded FastStor and Scalar systems. | 153
3-01582-09 | Data cartridge bar code labels, Super DLTtape II, "2" suffix for SDLT 600 tape drives, series 001681-001904 For use in ADIC- or Quantum-branded FastStor and Scalar systems. | 153
3-01582-10 | Data cartridge bar code labels, Super DLTtape II, "2" suffix for SDLT 600 tape drives, series 001905-002128 For use in ADIC- or Quantum-branded FastStor and Scalar systems. | 153
TM-DL-S3-100 | Data cartridge bar code labels, Super DLTtape II, "S3" suffix for SDLT 600 tape drives, qty 100 For use in ATL- or Quantum-branded 520, 2640, 7100, SuperLoader, ValueLoader, L-, M-, P- and PX-Series systems. | 63
TM-DL-S3-200 | Data cartridge bar code labels, Super DLTtape II, "S3" suffix for SDLT 600 tape drives, qty 200 For use in ATL- or Quantum-branded 520, 2640, 7100, SuperLoader, ValueLoader, L-, M-, P- and PX-Series systems. | 119
TM-CL-S1-033 | Cleaning cartridge bar code labels, SDLT/DLT-S4, qty 33 For use in all Quantum-branded systems, or ADIC-branded FastStor and Scalar systems. | 20
Super DLTtape I Data and Cleaning Bar Code Labels
10-1398-01 | Data cartridge bar code labels, Super DLTtape I, "S" suffix for SDLT 220/320, series 000001-000112 For use in ADIC- or Quantum-branded FastStor and Scalar systems. | 78
10-1398-02 | Data cartridge bar code labels, Super DLTtape I, "S" suffix for SDLT 220/320, series 000112-000336 For use in ADIC- or Quantum-branded FastStor and Scalar systems. | 153
10-1398-03 | Data cartridge bar code labels, Super DLTtape I, "S" suffix for SDLT 220/320, series 000337-000560 For use in ADIC- or Quantum-branded FastStor and Scalar systems. | 153
10-1398-04 | Data cartridge bar code labels, Super DLTtape I, "S" suffix for SDLT 220/320, series 000561-000784 For use in ADIC- or Quantum-branded FastStor and Scalar systems. | 153
10-1398-05 | Data cartridge bar code labels, Super DLTtape I, "S" suffix for SDLT 220/320, series 000784-001008 For use in ADIC- or Quantum-branded FastStor and Scalar systems. | 153
10-1398-06 | Data cartridge bar code labels, Super DLTtape I, "S" suffix for SDLT 220/320, series 001009-001232 For use in ADIC- or Quantum-branded FastStor and Scalar systems. | 153
10-1398-07 | Data cartridge bar code labels, Super DLTtape I, "S" suffix for SDLT 220/320, series 001233-001456 For use in ADIC- or Quantum-branded FastStor and Scalar systems. | 153
10-1398-08 | Data cartridge bar code labels, Super DLTtape I, "S" suffix for SDLT 220/320, series 001457-001680 For use in ADIC- or Quantum-branded FastStor and Scalar systems. | 153
10-1398-09 | Data cartridge bar code labels, Super DLTtape I, "S" suffix for SDLT 220/320, series 001681-001904 For use in ADIC- or Quantum-branded FastStor and Scalar systems. | 153
10-1398-10 | Data cartridge bar code labels, Super DLTtape I, "S" suffix for SDLT 220/320, series 001905-002128 For use in ADIC- or Quantum-branded FastStor and Scalar systems. | 153
TM-DL-S2-100 | Data cartridge bar code labels, Super DLTtape I, "S2" suffix for SDLT 320 tape drives, qty 100 For use in ATL- or Quantum-branded 520, 2640, 7100, SuperLoader, ValueLoader, L-, M-, P- and PX-Series systems. | 63
TM-DL-S2-200 | Data cartridge bar code labels, Super DLTtape I, "S2" suffix for SDLT 320 tape drives, qty 200 For use in ATL- or Quantum-branded 520, 2640, 7100, SuperLoader, ValueLoader, L-, M-, P- and PX-Series systems. | 119
TM-CL-S1-033 | Cleaning cartridge bar code labels, SDLT/DLT-S4, qty 33 For use in all Quantum-branded systems, or ADIC-branded FastStor and Scalar systems. | 20
DLTtape IV, DLTtape IIIXT, DLTtape III and DLTtape VS1 Data and Cleaning Bar Code Labels
10-1338-01 | Data cartridge bar code labels, DLT, series 000001-000099 For use in ADIC- or Quantum-branded FastStor and Scalar systems. | 78
10-1338-02 | Data cartridge bar code labels, DLT, series 000100-000297 For use in ADIC- or Quantum-branded FastStor and Scalar systems. | 153
10-1338-03 | Data cartridge bar code labels, DLT, series 000298-000495 For use in ADIC- or Quantum-branded FastStor and Scalar systems. | 153
10-1338-04 | Data cartridge bar code labels, DLT, series 000496-000693 For use in ADIC- or Quantum-branded FastStor and Scalar systems. | 153
10-1338-05 | Data cartridge bar code labels, DLT, series 000694-000891 For use in ADIC- or Quantum-branded FastStor and Scalar systems. | 153
10-1338-06 | Data cartridge bar code labels, DLT, series 000892-001089 For use in ADIC- or Quantum-branded FastStor and Scalar systems. | 153
10-1338-07 | Data cartridge bar code labels, DLT, series 001090-001287 For use in ADIC- or Quantum-branded FastStor and Scalar systems. | 153
10-1338-08 | Data cartridge bar code labels, DLT, series 001288-001485 For use in ADIC- or Quantum-branded FastStor and Scalar systems. | 153
10-1338-09 | Data cartridge bar code labels, DLT, series 001486-001683 For use in ADIC- or Quantum-branded FastStor and Scalar systems. | 153
10-1338-10 | Data cartridge bar code labels, DLT, series 001684-001881 For use in ADIC- or Quantum-branded FastStor and Scalar systems. | 153
10-1338-11 | Data cartridge bar code labels, DLT, series 001882-002079 For use in ADIC- or Quantum-branded FastStor and Scalar systems. | 153
TM-DL-D4-099 | Data cartridge bar code labels, DLTtape IV, qty 99 For DLTtape IV and DLTtape VS1 data cartridges. For use in ATL- or Quantum-branded 520, 2640, 7100, SuperLoader, ValueLoader, L-, M-, P- and PX-Series systems. | 63
TM-DL-D4-264 | Data cartridge bar code labels, DLTtape IV, qty 264 For DLTtape IV and DLTtape VS1 data cartridges. For use in ATL- or Quantum-branded 520, 2640, 7100, SuperLoader, ValueLoader, L-, M-, P- and PX-Series systems. | 165
TM-CL-D4-033 | Cleaning cartridge bar code labels, DLT CleaningTape III, qty 33 For DLT CleaningTape III, DLT VS Cleaning and DLT VS160 Cleaning cartridges. For use in all Quantum-branded systems, or ADIC-branded FastStor and Scalar systems. | 20